## StandardsExcelReport31
Date of Entry | Specialty Task Group Area | Recognition Number | Extent of Recognition | Standard Developing Organization | Standard Designation Number/Date | Title of Standard | Transition Expiration Date
12/23/2024 | Biocompatibility | 2-304 | Partial | ASTM | F2382-24 | Standard Test Method for Assessment of Circulating Blood-Contacting Medical Device Materials on Partial Thromboplastin Time (PTT)
12/18/2023 | Biocompatibility | 2-302 | Complete | ASTM | F981-23 | Standard Practice for Assessment of Muscle and Bone Tissue Responses to Long-Term Implantable Materials Used in Medical Devices
12/18/2023 | Biocompatibility | 2-303 | Partial | ISO | 10993-17 Second edition 2023-09 | Biological evaluation of medical devices - Part 17: Toxicological risk assessment of medical device constituents
05/29/2023 | Biocompatibility | 2-299 | Complete | ASTM | F1904-23 | Standard Guide for Testing the Biological Responses to Medical Device Particulate Debris and Degradation Products in vivo
05/29/2023 | Biocompatibility | 2-300 | Complete | ISO | 10993-2 Third edition 2022-11 | Biological Evaluation of medical devices - Part 2: Animal welfare requirements
05/29/2023 | Biocompatibility | 2-301 | Complete | ASTM | F1983-23 | Standard Practice for Assessment of Selected Tissue Effects of Absorbable Biomaterials for Implant Applications
12/19/2022 | Biocompatibility | 2-289 | Complete | ISO | 10993-12 Fifth edition 2021-01 | Biological evaluation of medical devices - Part 12: Sample preparation and reference materials
12/19/2022 | Biocompatibility | 2-296 | Partial | ISO | 10993-10 Fourth edition 2021-11 | Biological evaluation of medical devices - Part 10: Tests for skin sensitization
12/19/2022 | Biocompatibility | 2-297 | Complete | ASTM | F763-22 | Standard Practice for Short-Term Intramuscular Screening of Implantable Medical Device Materials
12/19/2022 | Biocompatibility | 2-298 | Partial | ISO | 10993-18 Second edition 2020-01 Amendment 1 2022-05 | Biological evaluation of medical devices - Part 18: Chemical characterization of medical device materials within a risk management process [Including Amendment 1 (2022)].
12/20/2021 | Biocompatibility | 2-292 | Complete | USP-NF | M98833_01_01 | <87> Biological Reactivity Test In Vitro - Direct Contact Test
12/20/2021 | Biocompatibility | 2-293 | Complete | USP-NF | M98833_01_01 | <87> Biological Reactivity Test In Vitro - Elution Test
12/20/2021 | Biocompatibility | 2-294 | Partial | USP-NF | M98834_01_01 | <88> Biological Reactivity Tests In Vivo
12/20/2021 | Biocompatibility | 2-295 | Partial | USP-NF | M98900_01_01 | <151> Pyrogen Test (USP Rabbit Test)
2021-07-06 | Biocompatibility | 2-290 | Partial | ISO | TS 37137-1 First edition 2021-03 | Biological evaluation of absorbable medical devices - Part 1: General requirements.
2021-07-06 | Biocompatibility | 2-291 | Partial | ISO | 10993-23 First edition 2021-01 | Biological evaluation of medical devices - Part 23: Tests for irritation
12/21/2020 | Biocompatibility | 2-277 | Complete | ASTM | F813-20 | Standard Practice for Direct Contact Cell Culture Evaluation of Materials for Medical Devices
12/21/2020 | Biocompatibility | 2-278 | Complete | ASTM | F719-20 e1 | Standard Practice for Testing Materials in Rabbits for Primary Skin Irritation
12/21/2020 | Biocompatibility | 2-279 | Complete | ASTM | F750-20 | Standard Practice for Evaluating Acute Systemic Toxicity of Material Extracts by Systemic Injection in the Mouse
12/21/2020 | Biocompatibility | 2-280 | Complete | ASTM | F1408-20a | Standard Practice for Subcutaneous Screening Test for Implant Materials
12/21/2020 | Biocompatibility | 2-281 | Complete | ISO | TS 10993-19 Second edition 2020-03 | Biological evaluation of medical devices - Part 19: Physico-chemical morphological and topographical characterization of materials
12/21/2020 | Biocompatibility | 2-282 | Complete | ISO | 14155 Third edition 2020-07 | Clinical investigation of medical devices for human subjects - Good clinical practice
12/21/2020 | Biocompatibility | 2-283 | Complete | ASTM | F619-20 | Standard Practice for Extraction of Materials Used in Medical Devices
12/21/2020 | Biocompatibility | 2-288 | Partial | ISO | 10993-15 Second edition 2019-11 | Biological evaluation of medical devices - Part 15: Identification and quantification of degradation products from metals and alloys
2020-06-07 | Biocompatibility | 2-273 | Complete | ISO | 10993-9 Third edition 2019-11 | Biological evaluation of medical devices - Part 9: Framework for identification and quantification of potential degradation products
2020-06-07 | Biocompatibility | 2-274 | Complete | ASTM | F749-20 | Standard Practice for Evaluating Material Extracts by Intracutaneous Injection in the Rabbit
2020-06-07 | Biocompatibility | 2-275 | Complete | ISO | 10993-7 Second edition 2008-10-15 | Biological evaluation of medical devices - Part 7: Ethylene oxide sterilization residuals [Including: Technical Corrigendum 1 (2009) AMENDMENT 1: Applicability of allowable limits for neonates and infants (2019)]
2020-06-07 | Biocompatibility | 2-276 | Partial | ISO | 10993-18 Second edition 2020-01 | Biological evaluation of medical devices - Part 18: Chemical characterization of medical device materials within a risk management process.
07/15/2019 | Biocompatibility | 2-263 | Complete | ASTM | F1903-18 | Standard Practice for Testing for Cellular Responses to Particles in vitro
07/15/2019 | Biocompatibility | 2-264 | Complete | ASTM | F2148-18 | Standard Practice for Evaluation of Delayed Contact Hypersensitivity Using the Murine Local Lymph Node Assay (LLNA).
07/15/2019 | Biocompatibility | 2-265 | Complete | ASTM | F2901-19 | Standard Guide for Selecting Tests to Evaluate Potential Neurotoxicity of Medical Devices
07/15/2019 | Biocompatibility | 2-266 | Complete | ASTM | F2382-18 | Standard Test Method for Assessment of Circulating Blood-Contacting Medical Device Materials on Partial Thromboplastin Time (PTT)
07/15/2019 | Biocompatibility | 2-267 | Complete | ASTM | F2888-19 | Standard Practice for Platelet Leukocyte Count - An In-Vitro Measure for Hemocompatibility Assessment of Cardiovascular Materials.
07/15/2019 | Biocompatibility | 2-268 | Complete | ISO | TS 21726 First edition 2019-02 | Biological evaluation of medical devices - Application of the threshold of toxicological concern (TTC) for assessing biocompatibility of medical device constituents
01/14/2019 | Biocompatibility | 2-136 | Complete | ASTM | E1262-88 (Reapproved 2018) | Standard Guide for Performance of the Chinese Hamster Ovary Cell/Hypoxanthine Guanine Phosphoribosyl Transferase Gene Mutation Assay
01/14/2019 | Biocompatibility | 2-141 | Complete | ASTM | F1984-99 (Reapproved 2018) | Standard Practice for Testing for Whole Complement Activation in Serum by Solid Materials
01/14/2019 | Biocompatibility | 2-145 | Complete | ASTM | F1439-03 (Reapproved 2018) | Standard Guide for Performance of Lifetime Bioassay for the Tumorigenic Potential of Implant Materials
01/14/2019 | Biocompatibility | 2-258 | Partial | ISO | 10993-1 Fifth edition 2018-08 | Biological evaluation of medical devices - Part 1: Evaluation and testing within a risk management process
01/14/2019 | Biocompatibility | 2-258 | Partial | ANSI AAMI ISO | 10993-1: 2018 | Biological evaluation of medical devices - Part 1: Evaluation and testing within a risk management process
09/17/2018 | Biocompatibility | 2-255 | Complete | ISO | 10993-11 Third edition 2017-09 | Biological evaluation of medical devices - Part 11: Tests for systemic toxicity
09/17/2018 | Biocompatibility | 2-255 | Complete | ANSI AAMI ISO | 10993-11: 2017 | Biological evaluation of medical devices - Part 11: Tests for systemic toxicity
09/17/2018 | Biocompatibility | 2-256 | Complete | ASTM | F720-17 | Standard Practice for Testing Guinea Pigs for Contact Allergens: Guinea Pig Maximization Test
2018-07-06 | Biocompatibility | 2-249 | Complete | ISO | 10993-16 Third edition 2017-05 | Biological evaluation of medical devices - Part 16: Toxicokinetic study design for degradation products and leachables
2018-07-06 | Biocompatibility | 2-250 | Complete | ASTM | F756-17 | Standard Practice for Assessment of Hemolytic Properties of Materials
08/21/2017 | Biocompatibility | 2-155 | Complete | ASTM | F2147-01 (Reapproved 2016) | Standard Practice for Guinea Pig: Split Adjuvant and Closed Patch Testing for Contact Allergens
08/21/2017 | Biocompatibility | 2-246 | Complete | ASTM | F1877-16 | Standard Practice for Characterization of Particles
08/21/2017 | Biocompatibility | 2-247 | Complete | ISO | 10993-6 Third edition 2016-12-01 | Biological evaluation of medical devices -- Part 6: Tests for local effects after implantation
08/21/2017 | Biocompatibility | 2-248 | Complete | ISO | 10993-4 Third edition 2017-04 | Biological evaluation of medical devices--Part 4: Selection of tests for interactions with blood
08/21/2017 | Biocompatibility | 2-248 | Complete | ANSI AAMI ISO | 10993-4: 2017 | Biological evaluation of medical devices--Part 4: Selection of tests for interactions with blood
12/23/2016 | Biocompatibility | 2-189 | Complete | ASTM | F895-11 (Reapproved 2016) | Standard Test Method for Agar Diffusion Cell Culture Screening for Cytotoxicity
12/23/2016 | Biocompatibility | 2-244 | Partial | ASTM | F748-16 | Standard Practice for Selecting Generic Biological Test Methods for Materials and Devices
12/23/2016 | Biocompatibility | 2-245 | Complete | ISO | 10993-5 Third edition 2009-06-01 | Biological evaluation of medical devices - Part 5: Tests for in vitro cytotoxicity
12/23/2016 | Biocompatibility | 2-245 | Complete | ANSI AAMI ISO | 10993-5:2009/(R)2014 | Biological evaluation of medical devices - Part 5: Tests for in vitro cytotoxicity
12/23/2016 | Biocompatibility | 2-94 | Complete | ASTM | F981-04 (Reapproved 2016) | Standard Practice for Assessment of Compatibility of Biomaterials for Surgical Implants with Respect to Effect of Materials on Muscle and Bone
07/26/2016 | Biocompatibility | 2-169 | Partial | ISO | 10993-13 Second edition 2010-06-15 | Biological evaluation of medical devices - Part 13: Identification and quantification of degradation products from polymeric medical devices
07/26/2016 | Biocompatibility | 2-169 | Partial | ANSI AAMI ISO | 10993-13:2010/(R)2014 | Biological evaluation of medical devices - Part 13: Identification and quantification of degradation products from polymeric medical devices
07/26/2016 | Biocompatibility | 2-170 | Complete | ISO | 10993-14 First edition 2001-11-15 | Biological evaluation of medical devices - Part 14: Identification and quantification of degradation products from ceramics
07/26/2016 | Biocompatibility | 2-170 | Complete | ANSI AAMI ISO | 10993-14:2001/(R) 2011 | Biological evaluation of medical devices - Part 14: Identification and quantification of degradation products form ceramics
07/26/2016 | Biocompatibility | 2-213 | Complete | ASTM | F1904-14 | Standard Practice for Testing the Biological Responses to Particles In Vivo
07/26/2016 | Biocompatibility | 2-222 | Complete | ISO | 10993-2 Second edition 2006-07-15 | Biological Evaluation of medical devices - Part 2: Animal welfare requirements
07/26/2016 | Biocompatibility | 2-222 | Complete | ANSI AAMI ISO | 10993-2:2006/(R)2014 | Biological Evaluation of medical devices - Part 2: Animal welfare requirements
07/26/2016 | Biocompatibility | 2-227 | Complete | ASTM | F1983-14 | Standard Practice for Assessment of Compatibility of Absorbable/Resorbable Biomaterials for Implant Applications
07/26/2016 | Biocompatibility | 2-228 | Partial | ISO | 10993-3 Third edition 2014-10-1 | Biological evaluation of medical devices - Part 3: Tests for genotoxicity carcinogenicity and reproductive toxicity
07/26/2016 | Biocompatibility | 2-228 | Partial | ANSI AAMI ISO | 10993-3:2014 | Biological evaluation of medical devices - Part 3: Tests for genotoxicity carcinogenicity and reproductive toxicity
07/26/2016 | Biocompatibility | 2-237 | Partial | ISO | 10993-17 First edition 2002-12-01 | Biological evaluation of medical devices - Part 17: Establishment of allowable limits for leachable substances
07/26/2016 | Biocompatibility | 2-237 | Partial | ANSI AAMI ISO | 10993-17:2002/(R)2012 | Biological evaluation of medical devices - Part 17: Establishment of allowable limits for leachable substances
07/26/2016 | Biocompatibility | 2-240 | Partial | ISO | TS 10993-20 First edition 2006-08-01 | Biological evaluation of medical devices - Part 20: Principles and methods for immunotoxicology testing of medical devices
07/26/2016 | Biocompatibility | 2-240 | Partial | ANSI AAMI ISO | TIR 10993-20:2006 | Biological Evaluation of Medical Devices - Part 20: Principles and methods for immunotoxicology testing of medical devices
07/26/2016 | Biocompatibility | 2-243 | Partial | ISO | TR 10993-33 First Edition 2015-03-01 | Biological evaluation of medical devices - Part 33: Guidance on tests to evaluate genotoxicity - Supplement to ISO 10993-3
12/23/2024 | General I (QS/RM) | 5-143 | Complete | ISO | 14630 Fffth edition 2024-09 | Non-active surgical implants -- General requirements
05/29/2024 | General I (QS/RM) | 5-142 | Complete | ISO | 780 Fifth edition 2015-12-01 | Packaging - Distribution packaging - Graphical symbols for handling and storage of packages
12/19/2022 | General I (QS/RM) | 5-135 | Complete | ISO | 20417 First edition 2021-04 Corrected version 2021-12 | Medical devices - Information to be supplied by the manufacturer
12/19/2022 | General I (QS/RM) | 5-136 | Complete | ASTM | D4332-22 | Standard Practice for Conditioning Containers Packages or Packaging Components for Testing
12/19/2022 | General I (QS/RM) | 5-137 | Complete | IEC | TR 60878 Ed. 4.0 2022-11 | Graphical symbols for electrical equipment in medical practice [Including: Corrigendum 1 (2023)]
12/19/2022 | General I (QS/RM) | 5-138 | Complete | AAMI | TIR66: 2017/(R)2020 | Guidance for the creation of physiologic data and waveform databases to demonstrate reasonable assurance of the safety and effectiveness of alarm system algorithms
12/19/2022 | General I (QS/RM) | 5-139 | Complete | ISO | 18250-3 First edition 2018-06 | Medical devices - Connectors for reservoir delivery systems for healthcare applications - Part 3: Enteral application
12/19/2022 | General I (QS/RM) | 5-140 | Complete | ASME | V&V 10-2019 | Standard for Verification and Validation in Computational Solid Mechanics
12/19/2022 | General I (QS/RM) | 5-141 | Complete | ASME | V&V 20-2009 (R2021) | Standard for Verification and Validation in Computational Fluid Dynamics and Heat Transfer
12/20/2021 | General I (QS/RM) | 5-134 | Complete | ISO | 15223-1 Fourth edition 2021-07 | Medical devices - Symbols to be used with information to be supplied by the manufacturer - Part 1: General requirements | 2025-06-07
12/21/2020 | General I (QS/RM) | 5-131 | Complete | IEC | 60601-1-8 Edition 2.2 2020-07 CONSOLIDATED VERSION | Medical electrical equipment - Part 1-8: General requirements for basic safety and essential performance - Collateral Standard: General requirements tests and guidance for alarm systems in medical electrical equipment and medical electrical systems
12/21/2020 | General I (QS/RM) | 5-131 | Complete | ANSI AAMI IEC | 60601-1-8:2006 and A1:2012 [Including AMD 2:2021] | Medical Electrical Equipment - Part 1-8: General requirements for basic safety and essential performance - Collateral Standard: General requirements tests and guidance for alarm systems in medical electrical equipment and medical electrical systems [Including Amendment 2 (2021)]
12/21/2020 | General I (QS/RM) | 5-132 | Complete | IEC | 60601-1-6 Edition 3.2 2020-07 CONSOLIDATED VERSION | Medical electrical equipment - Part 1-6: General requirements for basic safety and essential performance - Collateral standard: Usability
12/21/2020 | General I (QS/RM) | 5-133 | Complete | ISO | 80369-7 Second edition 2021-05 | Small-bore connectors for liquids and gases in healthcare applications - Part 7: Connectors for intravascular or hypodermic applications
2020-06-07 | General I (QS/RM) | 5-126 | Complete | ISTA | 3A 2018 | Packaged-Products for Parcel Delivery System Shipment 70 kg (150 lb) or Less
2020-06-07 | General I (QS/RM) | 5-127 | Complete | ISTA | 3B 2017 | Packaged-Products for Less-Than-Truckload (LTL) Shipment
2020-06-07 | General I (QS/RM) | 5-128 | Complete | ISTA | 3E 2017 | Similar Packaged-Products in Unitized Loads of Truckload Shipment
2020-06-07 | General I (QS/RM) | 5-129 | Complete | IEC | 62366-1 Edition 1.1 2020-06 CONSOLIDATED VERSION | Medical devices - Part 1: Application of usability engineering to medical devices
2020-06-07 | General I (QS/RM) | 5-129 | Complete | ANSI AAMI IEC | 62366-1:2015+AMD1:2020 (Consolidated Text) | Medical devices Part 1: Application of usability engineering to medical devices including Amendment 1
2020-06-07 | General I (QS/RM) | 5-130 | Complete | ISO | 7010 Third edition 2019-07 | Graphical symbols - Safety colours and safety signs - Registered safety signs
12/23/2019 | General I (QS/RM) | 5-124 | Complete | ISO | 7000 Sixth edition 2019-07 | Graphical symbols for use on equipment - Registered symbols
12/23/2019 | General I (QS/RM) | 5-125 | Complete | ISO | 14971 Third Edition 2019-12 | Medical devices - Application of risk management to medical devices
12/23/2019 | General I (QS/RM) | 5-125 | Complete | ANSI AAMI ISO | 14971: 2019 | Medical devices - Applications of risk management to medical devices
07/15/2019 | General I (QS/RM) | 5-123 | Complete | ISO | 80369-3 First Edition 2016-07-01 | Small-bore connectors for liquids and gases in healthcare applications - Part 3: Connectors for enteral applications [Including AMENDMENT 1 (2019)].
01/14/2019 | General I (QS/RM) | 5-120 | Complete | IEC | 60812 Edition 3.0 2018-08 | Analysis techniques for system reliability - Procedure for failure mode and effects analysis (FMEA)
01/14/2019 | General I (QS/RM) | 5-121 | Complete | ISO | 80369-1 Second edition 2018-11 | Small-bore connectors for liquids and gases in healthcare applications - Part 1: General requirements
01/14/2019 | General I (QS/RM) | 5-122 | Complete | ASME | V&V 40-2018 | Assessing Credibility of Computational Modeling Through Verification and Validation: Application to Medical Devices
09/17/2018 | General I (QS/RM) | 5-42 | Complete | ASTM | D903-98 (Reapproved 2017) | Standard Test Methods for Peel or Stripping Strength of Adhesive Bonds
08/21/2017 | General I (QS/RM) | 5-107 | Complete | IEC | 80369-5: Edition 1.0 2016-03 | Small-bore connectors for liquids and gases in healthcare applications - Part 5: Connectors for limb cuff inflation applications.[Including Corrigendum 1 (2017) and Corrigendum 2 (2021)]
08/21/2017 | General I (QS/RM) | 5-107 | Complete | ANSI AAMI ISO | 80369-5:2016 | Small-bore connectors for liquids and gases in healthcare applications - Part 5: Connectors for limb cuff inflation applications
12/23/2016 | General I (QS/RM) | 5-113 | Complete | ASTM | D7386-16 | Standard Practice for Performance Testing of Packages for Single Delivery Systems
06/27/2016 | General I (QS/RM) | 5-108 | Complete | ISO | 80369-6 First Edition 2016-03-15 | Small bore connectors for liquids and gases in healthcare applications - Part 6: Connectors for neuraxial applications.
06/27/2016 | General I (QS/RM) | 5-57 | Partial | ANSI AAMI | HE75:2009/(R)2018 | Human factors engineering - Design of medical devices
06/15/2016 | General I (QS/RM) | 5-102 | Complete | IEC | 60417:2002 DB | Graphical symbols for use on equipment
2016-04-04 | General I (QS/RM) | 5-98 | Complete | ANSI ESD | S20.20-2014 | Standard for the Development of an Electrostatic Discharge Control Program for Protection of Electrical and Electronic Parts Assemblies and Equipment (Excluding Electrically Initiated Explosive Devices)
08/14/2015 | General I (QS/RM) | 5-97 | Complete | ISO | 80369-20 First edition 2015-05-15 | Small-bore connectors for liquids and gases in healthcare applications - Part 20: Common test methods
08/14/2015 | General I (QS/RM) | 5-97 | Complete | ANSI AAMI ISO | 80369-20:2015 | Small-bore connectors for liquids and gases in healthcare applications - Part 20: Common test methods
01/27/2015 | General I (QS/RM) | 5-48 | Complete | ANSI | Z1.9-2003 (R2018) | Sampling Procedures and Tables for Inspection by Variables for Percent Nonconforming
01/27/2015 | General I (QS/RM) | 5-62 | Complete | ANSI ASQ | Z1.4-2003 (R2018) | Sampling Procedures and Tables for Inspection by Attributes
2014-09-07 | General I (QS/RM) | 5-88 | Complete | ISO | 2859-1 Second edition 1999-11-15 | Sampling procedures for inspection by attributes - Part 1: Sampling schemes indexed by acceptance quality limit (AQL) for lot-by-lot inspection [Including: Technical Corrigendum 1 (2001) Amendment 1 (2011)]
01/30/2014 | General I (QS/RM) | 5-47 | Complete | ISO | 10012 First edition 2003-01-15 | Measurement management systems - Requirements for measurement processes and measuring equipment
01/30/2014 | General I (QS/RM) | 5-84 | Complete | AAMI | TIR 49:2013/(R)2020 | Technical Information Report Design of training and instructional materials for medical devices used in non-clinical environments
12/23/2024 | General II (ES/EMC) | 19-51 | Complete | UL | 1642 Sixth Edition September 29 2020 | Standard For Safety Lithium Batteries
12/23/2024 | General II (ES/EMC) | 19-52 | Complete | UL | 2054 Third Edition November 17 2021 | Standard For Safety Household and Commercial Batteries
12/23/2024 | General II (ES/EMC) | 19-53 | Complete | IEC | TS 60601-4-6 Edition 1.0 2024-04 | Medical electrical equipment - Part 4-6: Guidance and interpretation - Voluntary guidance to help achieve basic safety and essential performance with regard to the possible effects of electromagnetic disturbances
05/29/2024 | General II (ES/EMC) | 19-50 | Partial | IEC | TS 60601-4-2 Edition 1.0 2024-03 | Medical electrical equipment - Part 4-2: Guidance and interpretation - Electromagnetic immunity: performance of medical electrical equipment and medical electrical systems
2023-03-04 | General II (ES/EMC) | 19-34 | Complete | IEC | 61010-1 Edition 3.1 2017-01 CONSOLIDATED VERSION | Safety requirements for electrical equipment for measurement control and laboratory use - Part 1: General requirements [Including: Corrigendum 1 (2019)] - Note: This standard is recognized with relevant US national differences applied see reference #1 in Relevant FDA Guidance and/or Supportive Publication section
2023-03-04 | General II (ES/EMC) | 19-49 | Complete | IEC | 60601-1 Edition 3.2 2020-08 CONSOLIDATED VERSION | Medical electrical equipment - Part 1: General requirements for basic safety and essential performance - Note: This standard is recognized with relevant US national differences applied see references #1 and #2 in the Relevant FDA Guidance and/or Supportive Publication section below.
12/19/2022 | General II (ES/EMC) | 19-48 | Complete | IEEE ANSI | USEMCSC C63.27-2021 | American National Standard for Evaluation of Wireless Coexistence
05/30/2022 | General II (ES/EMC) | 19-46 | Complete | ANSI AAMI | ES60601-1:2005/(R)2012 & A1:2012 C1:2009/(R)2012 & A2:2010/(R)2012 (Cons. Text) [Incl. AMD2:2021] | Medical electrical equipment - Part 1: General requirements for basic safety and essential performance (IEC 60601-1:2005 MOD) [Including Amendment 2 (2021)]
05/30/2022 | General II (ES/EMC) | 19-47 | Complete | ANSI AAMI | HA60601-1-11:2015 [Including AMD1:2021] | Medical Electrical Equipment -- Part 1-11: General requirements for basic safety and essential performance -- Collateral Standard: Requirements for medical electrical equipment and medical electrical equipment and medical electrical systems used in the home healthcare environment (IEC 60601-1-11:2015 MOD) [Including Amendment1 (2021)]
2022-07-02 | General II (ES/EMC) | 19-45 | Complete | AIM | Standard 7351731 Rev. 3.00 2021-06-04 | Medical Electrical Equipment and System Electromagnetic Immunity Test for Exposure to Radio Frequency Identification Readers - An AIM Standard
12/20/2021 | General II (ES/EMC) | 19-41 | Complete | ANSI UL | 61010-1 3rd Ed dated May 12 2012 with revision through July 19 2019 | Standard for Safety for Electrical Equipment For Measurement Control and Laboratory Use; Part 1: General Requirements
12/20/2021 | General II (ES/EMC) | 19-42 | Partial | IEC | 61326-1 Edition 3.0 2020-10 | Electrical equipment for measurement control and laboratory use - EMC requirements - Part 1: General requirements
12/20/2021 | General II (ES/EMC) | 19-43 | Partial | IEC | 61326-2-6 Edition 3.0 2020-10 | Electrical equipment for measurement control and laboratory use - EMC requirements - Part 2-6: Particular requirements - In vitro diagnostic (IVD) medical equipment
12/20/2021 | General II (ES/EMC) | 19-44 | Complete | IEEE ANSI | C63.24-2021 | American National Standard - Recommended Practice for In Situ RF Immunity Evaluation of Electronic Devices and Systems
2021-07-06 | General II (ES/EMC) | 19-40 | Complete | IEC | 60086-4 Edition 5.0 2019-04 | Primary batteries - Part 4: Safety of lithium batteries [Including: Corrigendum 1 (2019) and Corrigendum 2 (2020)]
12/21/2020 | General II (ES/EMC) | 19-36 | Partial | IEC | 60601-1-2 Edition 4.1 2020-09 CONSOLIDATED VERSION | Medical electrical equipment - Part 1-2: General requirements for basic safety and essential performance - Collateral Standard: Electromagnetic disturbances - Requirements and tests
12/21/2020 | General II (ES/EMC) | 19-36 | Partial | ANSI AAMI IEC | 60601-1-2:2014 [Including AMD 1:2021] | Medical electrical equipment - Part 1-2: General requirements for basic safety and essential performance - Collateral Standard: Electromagnetic disturbances - Requirements and tests [Including Amendment 1 (2021)]
12/21/2020 | General II (ES/EMC) | 19-37 | Complete | IEC | 60601-1-10 Edition 1.2 2020-07 CONSOLIDATED VERSION | Medical electrical equipment - Part 1-10: General requirements for basic safety and essential performance - Collateral Standard: Requirements for the development of physiologic closed-loop controllers
12/21/2020 | General II (ES/EMC) | 19-38 | Partial | IEC | 60601-1-11 Edition 2.1 2020-07 CONSOLIDATED VERSION | Medical electrical equipment - Part 1-11: General requirements for basic safety and essential performance - Collateral Standard: Requirements for medical electrical equipment and medical electrical systems used in the home healthcare environment
12/21/2020 | General II (ES/EMC) | 19-39 | Complete | IEC | 60601-1-12 Edition 1.1 2020-07 CONSOLIDATED VERSION | Medical electrical equipment - Part 1-12: General requirements for basic safety and essential performance - Collateral Standard: Requirements for medical electrical equipment and medical electrical systems intended for use in the emergency medical services environment | 12/20/2026
12/21/2020 | General II (ES/EMC) | 19-39 | Complete | ANSI AAMI IEC | 60601-1-12:2016 [Including AMD 1:2021] | Medical electrical equipment - Part 1-12: General requirements for basic safety and essential performance - Collateral Standard: Requirements for medical electrical equipment and medical electrical systems intended for use in the emergency [Including Amendment 1(2021)]
12/23/2019 | General II (ES/EMC) | 19-13 | Complete | IEC | 62133 Edition 2.0 2012-12 | Secondary cells and batteries containing alkaline or other non-acid electrolytes - Safety requirements for portable sealed secondary cells and for batteries made from them for use in portable applications [Including: Corrigendum 1 (2013)]
12/23/2019 | General II (ES/EMC) | 19-32 | Complete | IEC | 62133-1 Edition 1.0 2017-02 | Secondary cells and batteries containing alkaline or other non-acid electrolytes - Safety requirements for portable sealed secondary cells and for batteries made from them for use in portable applications - Part 1: Nickel systems
12/23/2019 | General II (ES/EMC) | 19-33 | Complete | IEC | 62133-2 Edition1.0 2017-02 | Secondary cells and batteries containing alkaline or other non-acid electrolytes - Safety requirements for portable sealed secondary cells and for batteries made from them for use in portable applications - Part 2: Lithium systems
07/15/2019 | General II (ES/EMC) | 19-35 | Complete | UL | Standard for Standby Batteries | 1989 Edition 5 2013-10-02 ANSI November 2018
09/17/2018 | General II (ES/EMC) | 19-19 | Partial | IEC | TR 60601-4-2 Edition 1.0 2016-05 | Medical electrical equipment - Part 4-2: Guidance and interpretation - Electromagnetic immunity: performance of medical electrical equipment and medical electrical systems
09/17/2018 | General II (ES/EMC) | 19-31 | Complete | IEEE ANSI | C63.15-2017 (Revision of ANSI C63.15-2010) | American National Standard Recommended Practice for the Immunity Measurement of Electrical and Electronic Equipment
08/21/2017 | General II (ES/EMC) | 19-22 | Complete | AAMI | TIR69:2017/(R2020) | Technical Information Report Risk management of radio-frequency wireless coexistence for medical devices and systems.
08/21/2017 | General II (ES/EMC) | 19-24 | Complete | IEC | 60086-5 Edition 4.0 2016-07 | Primary batteries - Part 5: Safety of batteries with aqueous electrolyte
08/21/2017 | General II (ES/EMC) | 19-25 | Complete | IEC | 62485-1 Edition 1.0 2015-04 | Safety requirements for secondary batteries and battery installations - Part 1: General safety information.
08/21/2017 | General II (ES/EMC) | 19-26 | Complete | IEC | 62485-2 Edition 1.0 2010-06 | Safety requirements for secondary batteries and battery installations - Part 2: Stationary batteries.
08/21/2017 | General II (ES/EMC) | 19-27 | Complete | IEC | 62485-3 Edition 2.0 2014-07 | Safety requirements for secondary batteries and battery installations - Part 3: Traction batteries | 12/21/2025
08/21/2017 | General II (ES/EMC) | 19-28 | Complete | IEC | 62485-4 Edition 1.0 2015-01 | Safety requirements for secondary batteries and battery installations - Part 4: Valve-regulated lead-acid batteries for use in portable appliances
12/23/2016 | General II (ES/EMC) | 19-20 | Complete | IEEE ANSI | C63.16-2016 (Revision of ANSI C63.16-1993) | American National Standard Guide for Electrostatic Discharge Test Methodologies and Acceptance Criteria for Electronic Equipment
2016-04-04 | General II (ES/EMC) | 19-17 | Complete | IEEE ANSI | C63.18-2014 | American National Standard Recommended Practice for an On-Site Ad Hoc Test Method for Estimating Electromagnetic Immunity of Medical Devices to Radiated Radio-Frequency (RF) Emissions from RF Transmitters
2014-09-07 | General II (ES/EMC) | 19-10 | Complete | UL | 1642 5th Edition | Lithium Batteries
2014-09-07 | General II (ES/EMC) | 19-11 | Complete | UL | 2054 2nd Edition | Household and Commercial Batteries
12/23/2024 | InVitro Diagnostics | 7-322 | Complete | CLSI | M47 2nd Edition | Principles and Procedures for Blood Cultures
12/23/2024 | InVitro Diagnostics | 7-323 | Complete | CLSI | EP19 3rd Edition | A Framework for Using CLSI Documents to Evaluate Clinical Laboratory Measurement Procedures
12/23/2024 | InVitro Diagnostics | 7-324 | Complete | CLSI | M07 12th Edition | Methods for Dilution Antimicrobial Susceptibility Tests for Bacteria That Grow Aerobically
12/23/2024 | InVitro Diagnostics | 7-325 | Partial | CLSI | M02 14th Edition | Performance Standards for Antimicrobial Disk Susceptibility Tests
12/23/2024 | InVitro Diagnostics | 7-326 | Partial | CLSI | M24S 2nd Edition | Performance Standards for Susceptibility Testing of Mycobacteria Nocardia spp. and Other Aerobic Actinomycetes
12/23/2024 | InVitro Diagnostics | 7-327 | Partial | CLSI | M100 34th Edition | Performance Standards for Antimicrobial Susceptibility Testing | 12/20/2026
05/29/2024 | InVitro Diagnostics | 7-321 | Partial | CLSI | MM24 1st Edition | Molecular Methods for Genotyping and Strain Typing of Infectious Organisms
12/18/2023 | InVitro Diagnostics | 7-318 | Complete | CLSI | EP25 2nd Edition | Evaluation of Stability of In Vitro Medical Laboratory Test Reagents
12/18/2023 | InVitro Diagnostics | 7-319 | Complete | CLSI | M23 6th Edition | Development of In Vitro Susceptibility Test Methods Breakpoints and Quality Control Parameters
12/18/2023 | InVitro Diagnostics | 7-320 | Partial | CLSI | H62 1st Edition | Validation of Assays Performed by Flow Cytometry
05/29/2023 | InVitro Diagnostics | 7-315 | Complete | CLSI | EP12 3rd Edition | Evaluation of Qualitative Binary Output Examination Performance
05/29/2023 | InVitro Diagnostics | 7-316 | Complete | CLSI | NBS01 7th Edition | Dried Blood Spot Specimen Collection for Newborn Screening
05/29/2023 | InVitro Diagnostics | 7-317 | Partial | CLSI | M100 33rd Edition | Performance Standards for Antimicrobial Susceptibility Testing
12/19/2022 | InVitro Diagnostics | 7-313 | Complete | CLSI | EP27 2nd Edition | Constructing and Interpreting an Error Grid for Quantitative Measurement Procedures
12/19/2022 | InVitro Diagnostics | 7-314 | Partial | CLSI | M27M44S 3rd Edition | Performance Standards for Antifungal Susceptibility Testing of Yeasts
05/30/2022 | InVitro Diagnostics | 7-312 | Complete | CLSI | M39 5th Edition | Analysis and Presentation of Cumulative Antimicrobial Susceptibility Test Data
12/20/2021 | InVitro Diagnostics | 7-309 | Complete | ISO | 17099 First edition 2014-11-15 | Radiological protection - Performance criteria for laboratories using the cytokinesis block micronucleus (CBMN) assay in peripheral blood lymphocytes for biological dosimetry
12/20/2021 | InVitro Diagnostics | 7-310 | Complete | ISO | 19238 Second edition 2014-02-01 | Radiological protection - Performance criteria for service laboratories performing biological dosimetry by cytogenetics | 12/20/2026
12/20/2021 | InVitro Diagnostics | 7-311 | Complete | CLSI | EP39 1st Edition | A Hierarchical Approach to Selecting Surrogate Samples for the Evaluation of In Vitro Medical Laboratory Tests | 12/19/2027
2021-07-06 | InVitro Diagnostics | 7-236 | Partial | CLSI | M43-A October 2011 | Methods for Antimicrobial Susceptibility Testing for Human Mycoplasmas; Approved Guideline
2021-07-06 | InVitro Diagnostics | 7-262 | Partial | CLSI | M45 3rd Edition | Methods for Antimicrobial Dilution and Disk Susceptibility Testing of Infrequently Isolated or Fastidious Bacteria
2021-07-06 | InVitro Diagnostics | 7-292 | Partial | CLSI | M62 1st Edition | Performance Standards for Susceptibility Testing of Mycobacteria Nocardia spp. and other Aerobic Actinomycetes
2021-07-06 | InVitro Diagnostics | 7-306 | Complete | CLSI | EP06 2nd Edition | Evaluation of the Linearity of Quantitative Measurement Procedures | 12/21/2025
2021-07-06 | InVitro Diagnostics | 7-307 | Complete | CLSI | POCT05 2nd Edition | Performance Metrics for Continuous Interstitial Glucose Monitoring
12/21/2020 | InVitro Diagnostics | 7-299 | Complete | CLSI | POCT14 2nd Edition | Point-of-Care Coagulation Testing and Anticoagulation Monitoring
12/21/2020 | InVitro Diagnostics | 7-300 | Complete | CLSI | MM13 2nd Edition | Collection Transport Preparation and Storage of Specimens for Molecular Methods
12/21/2020 | InVitro Diagnostics | 7-301 | Complete | CLSI | GP42 7th Edition | Collection of Capillary Blood Specimens
12/21/2020 | InVitro Diagnostics | 7-302 | Complete | CLSI | C34 4th Edition | Sweat Testing: Specimen Collection and Quantitative Chloride Analysis
12/21/2020 | InVitro Diagnostics | 7-304 | Complete | CLSI | M23 5th Edition | Development of In Vitro Susceptibility Testing Criteria and Quality Control Parameters
12/21/2020 | InVitro Diagnostics | 7-305 | Complete | ISO | 17511 Second edition 2020-04 | In vitro diagnostic medical devices - Requirements for establishing metrological traceability of values assigned to calibrators trueness control materials and human samples
2020-06-07 | InVitro Diagnostics | 7-296 | Partial | CLSI | EP09c 3rd Edition | Measurement Procedure Comparison and Bias Estimation Using Patient Samples
2020-06-07 | InVitro Diagnostics | 7-297 | Complete | ISO | TS 20914 First edition 2019-07 | Medical laboratories - Practical guidance for the estimation of measurement uncertainty
2020-06-07 | InVitro Diagnostics | 7-298 | Complete | CLSI | EP35 1st Edition | Assessment of Equivalence or Suitability of Specimen Types for Medical Laboratory Measurement Procedures
12/23/2019 | InVitro Diagnostics | 7-293 | Complete | CLSI | QMS01 5th ed. June 2019 (Replaces QMS01-A4) | A Quality Management System Model for Laboratory Services.
12/23/2019 | InVitro Diagnostics | 7-295 | Complete | CLSI | M52 1st ed. August 2015 (Reaffirmed: January 2020) | Verification of Commercial Microbial Identification and Antimicrobial Susceptibility Testing Systems.
07/15/2019 | InVitro Diagnostics | 7-287 | Complete | CLSI | M44-S3 (2018) | Zone Diameter Interpretive Standards Corresponding Minimal Inhibitory Concentration (MIC) Interpretive Breakpoints and Quality Control Limits for Antifungal Disk Diffusion Susceptibility Testing of Yeasts; Third Informational Supplement
07/15/2019 | InVitro Diagnostics | 7-288 | Complete | CLSI | M24 3rd Edition | Susceptibility Testing of Mycobacteria Nocardiae and other Aerobic Actinomycetes
07/15/2019 | InVitro Diagnostics | 7-289 | Partial | CLSI | MM17 2nd Edition | Verification and Validation of Multiplex Nucleic Acid Assays
07/15/2019 | InVitro Diagnostics | 7-290 | Partial | CLSI | EP34 1st Edition | Establishing and Verifying an Extended Measuring Interval Through Specimen Dilution and Spiking
01/14/2019 | InVitro Diagnostics | 7-139 | Complete | CLSI | QMS24 3rd Edition September 2016 Replaces GP27-A2 and GP29-A2 | Using Proficiency Testing to Improve the Clinical Laboratory; Approved Guideline - Second Edition
01/14/2019 | InVitro Diagnostics | 7-178 | Complete | CLSI | M22-A3 Vol 24 No. 19 Replaces M22-A2 Vol. 16 No. 16 | Quality Control for Commercially Prepared Microbiological Culture Media; Approved Standard - Third Edition
01/14/2019 | InVitro Diagnostics | 7-232 | Complete | CLSI | MM05-A2 Vol. 32 No. 6 Replaces MM05-A Vol. 23 No. 17 | Nucleic Acid Amplification Assays for Molecular Hematopathology; Approved Guideline - Second Edition
01/14/2019 | InVitro Diagnostics | 7-269 | Partial | CLSI | MM23-1st Edition | Molecular Diagnostic Methods for Solid Tumors (Nonhematological Neoplasms)
01/14/2019 | InVitro Diagnostics | 7-285 | Complete | CLSI | M48-A 2nd Edition | Laboratory Detection and Identification of Mycobacteria
01/14/2019 | InVitro Diagnostics | 7-286 | Complete | CLSI | M11 9th Edition | Methods for Antimicrobial Susceptibility Testing of Anaerobic Bacteria; Approved Standard-Eighth Edition.
09/17/2018 | InVitro Diagnostics | 7-275 | Complete | CLSI | EP07 3rd Edition | Interference Testing in Clinical Chemistry.
09/17/2018 | InVitro Diagnostics | 7-276 | Complete | CLSI | M38 3rd Edition | Reference Method for Broth Dilution Antifungal Susceptibility Testing of Filamentous Fungi
09/17/2018 | InVitro Diagnostics | 7-277 | Complete | CLSI | GP41 7th Edition | Collection of Diagnostic Venous Blood Specimens
09/17/2018 | InVitro Diagnostics | 7-278 | Complete | CLSI | M27 4th Edition | Reference Method for Broth Dilution Antifungal Susceptibility Testing of Yeasts
09/17/2018 | InVitro Diagnostics | 7-279 | Complete | CLSI | M07 11th Edition | Methods for Dilution Antimicrobial Susceptibility Tests for Bacteria That Grow Aerobically
09/17/2018 | InVitro Diagnostics | 7-280 | Complete | CLSI | M02 13th Edition | Performance Standards for Antimicrobial Disk Susceptibility Tests
09/17/2018 | InVitro Diagnostics | 7-283 | Complete | CLSI | POCT04 3rd Edition | Essential Tools for Implementation and Management of a Point-of-Care Testing Program
09/17/2018 | InVitro Diagnostics | 7-284 | Complete | CLSI | EP37 1st Edition | Supplemental Tables for Interference Testing in Clinical Chemistry | 2026-05-07
08/21/2017 | InVitro Diagnostics | 7-270 | Complete | CLSI | I/LA-20 3rd Edition (Replaces I/LA20-A3) | Analytical Performance Characteristics Quality Assurance and Clinical Utility of Immunological Assays for Human Immunoglobulin E Antibodies of Defined Allergen Specificities | 2026-05-07
08/21/2017 | InVitro Diagnostics | 7-272 | Partial | CLSI | C57 1st Edition (Reaffirmed: January 2020) | Mass Spectrometry for Androgen and Estrogen Measurements in Serum
08/21/2017 | InVitro Diagnostics | 7-273 | Complete | CLSI | M58 1st Edition | Methods for Identification of Cultured Microorganisms Using Matrix-Assisted Laser Desorption/Ionization Time-of-Flight Mass Spectrometry
12/23/2016 | InVitro Diagnostics | 7-267 | Complete | CLSI | C24 4th Edition (Replaces C24-A3) | Statistical Quality Control for Quantitative Measurement Procedures: Principles and Definitions
12/23/2016 | InVitro Diagnostics | 7-268 | Partial | CLSI | EP21 2nd Edition (Replaces EP21-A) | Evaluation of Total Analytical Error for Quantitative Medical Laboratory Measurement Procedures
09/21/2016 | InVitro Diagnostics | 7-265 | Partial | CLSI | C62-A | Liquid Chromatography-Mass Spectrometry Methods; Approved Guideline.
09/21/2016 | InVitro Diagnostics | 7-266 | Complete | CLSI | EP19 2nd Edition (Replaces EP19-R) | A Framework for Using CLSI Documents to Evaluate Clinical Laboratory Measurement Procedures
06/27/2016 | InVitro Diagnostics | 7-264 | Partial | CLSI | MM21-1st Edition (Reaffirmed: January 2020) | Genomic Copy Number Microarrays for Constitutional Genetic and Oncology Applications
2016-04-04 | InVitro Diagnostics | 7-259 | Partial | CLSI | GP23-A2 (Replaces GP23-A) | Nongynecological Cytology Specimens: Preexamination Examination and Postexamination Processes; Approved Guideline - Second Edition | 2025-06-07
2016-04-04 | InVitro Diagnostics | 7-260 | Complete | CLSI | MM03-3rd Edition (Replaces MM03-A2) | Molecular Diagnostic Methods for Infectious Diseases; Approved Guideline
08/14/2015 | InVitro Diagnostics | 7-251 | Complete | CLSI | EP05-A3 (Reaffirmed: September 2019) | Evaluation of Precision of Quantitative Measurement Procedures; Approved Guideline - Third Edition
08/14/2015 | InVitro Diagnostics | 7-252 | Complete | CLSI | EP14-A3 | Evaluation of Commutability of Processed Samples; Approved Guideline - Third Edition | 2025-06-07
08/14/2015 | InVitro Diagnostics | 7-253 | Complete | CLSI | EP15-A3 (Reaffirmed: September 2019) | User Verification of Precision and Estimation of Bias; Approved Guideline - Third Edition
08/14/2015 | InVitro Diagnostics | 7-255 | Partial | CLSI | MM09-A2 (Replaces MM09-A) | Nucleic Acid Sequencing Methods in Diagnostic Laboratory Medicine: Approved Guideline -- Second Edition
08/14/2015 | InVitro Diagnostics | 7-257 | Complete | CLSI | M56-A | Principles and procedures for Detection of Anaerobes in Clinical Specimens; Approved Guideline | 2025-06-07
01/27/2015 | InVitro Diagnostics | 7-250 | Partial | CLSI | M40-A2 (Reaffirmed: September 2019) | Quality Control of Microbiological Transport Systems; Approved Standard - Second Edition.
2014-09-07 | InVitro Diagnostics | 7-175 | Complete | CLSI | C59-A | Apoplipoprotein Immunoassays: Development and Recommended Performance Characteristics; Approved Guideline
2014-09-07 | InVitro Diagnostics | 7-213 | Complete | CLSI | GP44-A4 (Formerly H18-A4) | Procedures for the Handling and Processing of Blood Specimens for Common Laboratory Tests; Approved Guideline-Fourth Edition
2014-09-07 | InVitro Diagnostics | 7-221 | Complete | CLSI | GP39-A6 (Formerly H01-A6) | Tubes and Additives for Venous Blood Specimen Collection; Approved Standard-Sixth Edition
2014-09-07 | InVitro Diagnostics | 7-48 | Complete | CLSI | C60-A | Blood Alcohol Testing in the Clinical Laboratory; Approved Guideline
01/30/2014 | InVitro Diagnostics | 7-152 | Complete | CLSI | EP12-A2 | User Protocol for Evaluation of Qualitative Test Performance; Approved Guideline - Second Edition.
01/30/2014 | InVitro Diagnostics | 7-210 | Partial | CLSI | H26-A2 | Validation Verification and Quality Assurance of Automated Hematology Analyzers; Proposed Standard - Second Edition
01/30/2014 | InVitro Diagnostics | 7-220 | Partial | CLSI | H59-A (Replaces H59-P) | Quantitative D-dimer for the Exclusion of Venous Thromboembolic Disease; Approved Guideline.
01/30/2014 | InVitro Diagnostics | 7-223 | Complete | CLSI | QMS06-A3 (Formerly GP22-A3) | Quality Management System: Continual Improvement; Approved Guideline - Third Edition
01/30/2014 | InVitro Diagnostics | 7-224 | Complete | CLSI | EP28-A3c (Formerly C28-A3c) | Defining Establishing and Verifying Reference Intervals in the Clinical Laboratory; Approved Guideline - Third Edition
01/30/2014 | InVitro Diagnostics | 7-239 | Complete | CLSI | EP32-R (Formerly X05-R) | Metrological Traceability and Its Implementation; A Report
01/30/2014 | InVitro Diagnostics | 7-244 | Complete | CLSI | NBS01-A6 (Replaces LA04-A5) | Blood Collection on Filter Paper for Newborn Screening Programs: Approved Standard - Sixth Edition
2013-06-08 | InVitro Diagnostics | 7-234 | Partial | CLSI | EP24-A2 (Replaces GP 10-A) | Assessment of the Diagnostic Accuracy of Laboratory Tests Using Receiver Operating Characteristic Curves; Approved Guideline - Second Edition
2013-06-08 | InVitro Diagnostics | 7-242 | Complete | CLSI | C56-A | Hemolysis Icterus and Lipemia/Turbidity Indices as Indicators of Interference in Clinical Laboratory Analysis; Approved Guideline
2013-06-08 | InVitro Diagnostics | 7-243 | Partial | CLSI | M51-A (Replaces M51-P) | Method for Antifungal Disk Diffusion Susceptibility Testing of Nondermatophyte Filamentous Fungi; Approved Guideline | 2027-04-07
01/15/2013 | InVitro Diagnostics | 7-233 | Complete | CLSI | EP17-A2 | Evaluation of Detection Capability for Clinical Laboratory Measurement Procedures; Approved Guideline - Second Edition | 2027-04-07
01/15/2013 | InVitro Diagnostics | 7-235 | Complete | CLSI | EP25-A (Replaces EP25-P) | Evaluation of Stability of In Vitro Diagnostic Reagents; Approved Guideline.
01/15/2013 | InVitro Diagnostics | 7-237 | Complete | CLSI | MM01-A3 (Replaces MM01-A2) | Molecular Methods for Clinical Genetics and Oncology Testing; Approved Guideline - Third Edition
01/15/2013 | InVitro Diagnostics | 7-238 | Complete | CLSI | MM06-A2 (Replaces MM06-A) | Quantitative Molecular Methods for Infectious Diseases; Approved Guideline - Second Edition
08/20/2012 | InVitro Diagnostics | 7-148 | Complete | CLSI | M28-A2 (Replaces M28-A) | Procedures for the Recovery and Identification of Parasites from the Intestinal Tract; Approved Guideline - Second Edition.
08/20/2012 | InVitro Diagnostics | 7-197 | Complete | CLSI | M35-A2 (Replaces M35-A) | Abbreviated Identification of Bacteria and Yeast; Approved Guideline - Second Edition.
08/20/2012 | InVitro Diagnostics | 7-76 | Complete | CLSI | M15-A (Replaces M15-T) | Laboratory Diagnosis of Blood-borne Parasitic Diseases; Approved Guideline
03/16/2012 | InVitro Diagnostics | 7-150 | Complete | CLSI | H43-A2 | Clinical Flow Cytometry Analysis of Neoplastic Hematolymphoid Cells; Approved Guideline - Second Edition
03/16/2012 | InVitro Diagnostics | 7-165 | Complete | CLSI | H20-A2 (Replaces H20-A) | Reference Leukocyte (WBC) Differential Count (Proportional) and Evaluation of Instrumental Methods; Approved Standard - Second Edition
03/16/2012 | InVitro Diagnostics | 7-166 | Complete | CLSI | GP20-A2 (Replaces GP20-A) | Fine Needle Aspiration Biopsy (FNAB) Techniques; Approved Guideline - Second Edition
03/16/2012 | InVitro Diagnostics | 7-225 | Complete | CLSI | GP34-A (Replaces GP34-P) | Validation and Verfication of Tubes for Venous and Capillary Blood Specimen Collection; Approved Guidance
03/16/2012 | InVitro Diagnostics | 7-227 | Complete | CLSI | M53-A (Replaces M53-P) | Criteria for Laboratory Testing and Diagnosis of Human Immunodeficiency Virus Infection; Approved Guideline
2011-02-08 | InVitro Diagnostics | 7-219 | Complete | CLSI | I/LA28-A2 | Quality Assurance for Design Control and Implementation of Immunohistochemistry Assays; Approved Guidelines-Second Edition.
2010-04-10 | InVitro Diagnostics | 7-212 | Complete | CLSI | EP18-A2 | Risk Management Techniques to Identify and Control Laboratory Error Sources; Approved Guideline - Second Edition
2010-05-05 | InVitro Diagnostics | 7-205 | Complete | CLSI | H47-A2 | One-Stage Prothrombin Time (PT) Test and Activated Partial Thromboplastin Time (APTT) Test; Approved Guideline - Second Edition.
2010-05-05 | InVitro Diagnostics | 7-207 | Complete | CLSI | GP16-A3 (Replaces GP16-A2) | Urinalysis; Approved Guideline - Third Edition
03/18/2009 | InVitro Diagnostics | 7-145 | Complete | CLSI | H42-A2 (Replaces H42-A) | Enumeration of Immunologically Defined Cell Populations by Flow Cytometry; Approved Guideline - Second Edition.
03/18/2009 | InVitro Diagnostics | 7-170 | Complete | CLSI | I/LA21-A2 | Clinical Evaluation of Immunoassays; Approved Guideline - Second Edition
03/18/2009 | InVitro Diagnostics | 7-176 | Complete | CLSI | I/LA30-A (Replaces I/LA30-P) | Immunoassay Interference by Endogenous Antibodies; Approved Guideline. | 2026-05-07
03/18/2009 | InVitro Diagnostics | 7-180 | Complete | CLSI | M34-A (Replaces M24-P) | Western Blot Assay for Antibodies to Borrelia burgdorferi; Approved Guideline.
03/18/2009 | InVitro Diagnostics | 7-182 | Complete | CLSI | M36-A | Clinical Use and Interpretation of Serologic Tests for Toxoplasma gondii; Approved Guideline.
03/18/2009 | InVitro Diagnostics | 7-185 | Complete | CLSI | M41-A | Viral Culture; Approved Guideline.
03/18/2009 | InVitro Diagnostics | 7-189 | Complete | CLSI | M47-A (Replaces M47-P) | Principles and Procedures for Blood Cultures; Approved Guideline
03/18/2009 | InVitro Diagnostics | 7-190 | Complete | CLSI | M50-A (Replaces M50-P) | Quality Control for Commercial Microbial Identification Systems; Approved Guideline
03/18/2009 | InVitro Diagnostics | 7-192 | Complete | CLSI | MM18-A (Replaces MM18-P) | Interpretive Criteria for Indentification of Bacteria and Fungi by DNA Target Sequencing; Approved Guideline
03/18/2009 | InVitro Diagnostics | 7-71 | Complete | CLSI | H15-A3 (Replaces H15-A2) | Reference and Selected Procedures for the Quantitative Determination of Hemoglobin in Blood; Approved Standard - Third Edition
2008-09-09 | InVitro Diagnostics | 7-136 | Complete | CLSI | I/LA2-A2 (Replaces I/LA2-A) | Quality Assurance of Laboratory Tests for Autoantibodies to Nuclear Antigens: (1) Indirect Flurescence Assay for Microscopy and (2) Microtiter Enzyme Immunoassay Methods; Approved Guideline - Second Edition.
2008-09-09 | InVitro Diagnostics | 7-159 | Complete | CLSI | H21-A5 | Collection Transport and Processing of Blood Specimens for Testing Plasma-Based Coagulation Assays and Molecular Hemostasis Assays
2008-09-09 | InVitro Diagnostics | 7-163 | Complete | CLSI | H56-A (Replaces H56-P) | Body Fluid Analysis for Cellular Composition; Approved Guideline.
2008-09-09 | InVitro Diagnostics | 7-21 | Complete | CLSI | C42-A | Erythrocyte Protoporphyrin Testing; Approved Guideline | 2025-06-07
2005-08-11 | InVitro Diagnostics | 7-113 | Complete | CLSI | I/LA23-A (Replaces I/LA23-P) | Assessing the Quality of Immunoassay Systems: Radioimmunoassays and Enzyme Fluorescence and Luminescence Immunoassays; Approved Guideline
2004-04-10 | InVitro Diagnostics | 7-104 | Complete | CLSI | H7-A3 | Procedure for Determining Packed Cell Volume by the Microhematocrit Method - Second Edition; Approved Standard - Third Edition. | 2025-06-07
2004-04-10 | InVitro Diagnostics | 7-105 | Complete | CLSI | H30-A2 | Procedure for the Determination of Fibrinogen in Plasma; Approved Guideline Second Edition
2004-08-03 | InVitro Diagnostics | 7-86 | Complete | CLSI | C29-A2 (Replaces C29-A) | Standardization of Sodium and Potassium Ion Selective Electrode Systems to the Flame Photometric Reference Method; Approved Standard - Second Edition
2004-08-03 | InVitro Diagnostics | 7-87 | Complete | CLSI | C31-A2 (Replaces C31-A) | Ionized Calcium Determinations: Precollection Variables Specimen Choice Collection and Handling; Approved Guideline - Second Edition.
2004-08-03 | InVitro Diagnostics | 7-88 | Complete | CLSI | C37-A | Preparation and Validation of Commutable Frozen Human Serum Pools as Secondary Reference Materials for Cholesterol Measurement Procedures; Approved Guideline
2004-08-03 | InVitro Diagnostics | 7-89 | Complete | CLSI | C39-A (Replaces C39-P) | A Designated Comparison Method for the Measurement of Ionized Calcium in Serum; Approved Standard
12/18/2023 | Nanotechnology | 18-24 | Partial | ASTM | E2524-22 | Standard Test Method for Analysis of Hemolytic Properties of Nanoparticles
05/29/2023 | Nanotechnology | 18-23 | Complete | ASTM | E3025-22 | Standard Guide for Tiered Approach to Detection and Characterization of Silver Nanomaterials in Textiles
12/19/2022 | Nanotechnology | 18-21 | Complete | ISO | TS 80004-6 Second edition 2021-03 | Nanotechnologies - Vocabulary - Part 6: Nano-object characterization
12/19/2022 | Nanotechnology | 18-22 | Complete | ISO | 17200 First edition 2020-09 | Nanotechnology - Nanoparticles in powder form - Characteristics and measurements | 12/20/2026
12/20/2021 | Nanotechnology | 18-19 | Complete | ISO | 19749 First edition 2021-07 | Nanotechnologies - Measurements of particle size and shape distributions by scanning electron microscopy | 12/20/2026
12/20/2021 | Nanotechnology | 18-20 | Complete | ASTM | E3275-21 | Standard Guide for Visualization and Identification of Nanomaterials in Biological and Nonbiological Matrices Using Darkfield Microscopy/Hyperspectral Imaging (DFM/HSI) Analysis
12/21/2020 | Nanotechnology | 18-17 | Complete | ISO | 21363 First edition 2020-06 | Nanotechnologies - Measurements of particle size and shape distributions by transmission electron microscopy
12/21/2020 | Nanotechnology | 18-18 | Complete | ASTM | E3247-20 | Standard Test Method for Measuring the Size of Nanoparticles in Aqueous Media Using Dynamic Light Scattering
2020-06-07 | Nanotechnology | 18-15 | Complete | ASTM | E3025-16 | Standard Guide for Tiered Approach to Detection and Characterization of Silver Nanomaterials in Textiles
2020-06-07 | Nanotechnology | 18-16 | Complete | ISO | TS 21362 First edition 2018-06 | Nanotechnologies - Analysis of nano-objects using asymmetrical-flow and centrifugal field-flow fractionation
07/15/2019 | Nanotechnology | 18-13 | Partial | ISO | TS 18827 First edition 2017-06 | Nanotechnologies - Electron spin resonance (ESR) as a method for measuring reactive oxygen species (ROS) generated by metal oxide nanomaterials
07/15/2019 | Nanotechnology | 18-14 | Partial | ISO | TR 11360 First edition 2010-07-15 | Nanotechnologies - Methodology for the classification and categorization of nanomaterials
01/14/2019 | Nanotechnology | 18-11 | Complete | ISO | TR 13121 First edition 2011-05-15 | Nanotechnologies - Nanomaterial risk evaluation
01/14/2019 | Nanotechnology | 18-2 | Partial | ASTM | E2535-07 (Reapproved 2018) | Standard Guide for Handling Unbound Engineered Nanoscale Particles in Occupational Settings
01/14/2019 | Nanotechnology | 18-5 | Complete | ASTM | E2859-11 (Reapproved 2017) | Standard Guide for Size Measurement of Nanoparticles Using Atomic Force Microscopy
01/14/2019 | Nanotechnology | 18-6 | Complete | ASTM | E2865-12 (Reapproved 2022) | Standard Guide for Measurement of Electrophoretic Mobility and Zeta Potential of Nanosized Biological Materials | 12/21/2025
01/14/2019 | Nanotechnology | 18-7 | Complete | ASTM | E2834-12 (Reapproved 2022) | Standard Guide for Measurement of Particle Size Distribution of Nanomaterials in Suspension by Nanoparticle Tracking Analysis (NTA) | 12/21/2025
01/14/2019 | Nanotechnology | 18-8 | Complete | ASTM | E2578-07 (Reapproved 2022) | Standard Practice for Calculation of Mean Sizes/Diameters and Standard Deviations of Particle Size Distributions | 12/21/2025
2018-07-06 | Nanotechnology | 18-10 | Complete | ISO | 29701 First edition 2010-09-15 | Nanotechnologies - Endotoxin test on nanomaterial samples for in vitro systems - Limulus amebocyte lysate (LAL) test.
2018-07-06 | Nanotechnology | 18-9 | Complete | ISO | TR 13014 First edition 2012-05-15 | Nanotechnologies - Guidance on physico-chemical characterization of engineered nanoscale materials for toxicologic assessment [Including CORRIGENDUM 1 (2012)].
2016-04-04 | Nanotechnology | 18-1 | Complete | ASTM | E2490-09 (Reapproved 2021) | Standard Guide for Measurement of Particle Size Distribution of Nanomaterials in Suspension by Photon Correlation Spectroscopy (PCS)
01/27/2015 | Nanotechnology | 18-3 | Partial | ISO | TS 14101 First edition 2012-11-01 | Surface characterization of gold nanoparticles for nanomaterial specific toxicity screening: FT-IR method | 2027-04-07
12/23/2024 | Software/Informatics | 13-140 | Complete | FIRST | CVSS v4.0 | Common Vulnerability Scoring System version 4.0
12/23/2024 | Software/Informatics | 13-141 | Complete | ISO IEEE | 11073-10701 First Edition 2024-09 | Health informatics - Device interoperability Part 10701: Point-of-care medical device communication - Metric provisioning by participants in a Service-oriented Device Connectivity (SDC) system | 12/20/2026
12/23/2024 | Software/Informatics | 13-141 | Complete | IEEE | 11073-10701-2022 | IEEE Standard for Health Informatics - Device Interoperability - Part 10701: Point-of-Care Medical Device Communication - Metric Provisioning by Participants in a Service-Oriented Device Connectivity (SDC) System
05/29/2024 | Software/Informatics | 13-132 | Complete | ISO IEEE | 11073-10408 Second edition 2022-12 | Health informatics - Point-of-care medical device communication - Part 10408: Device specialization - Thermometer | 12/19/2027
05/29/2024 | Software/Informatics | 13-133 | Complete | ISO IEEE | 11073-10415 Second edition 2022-12 | Health informatics - Point-of-care medical device communication - Part 10415: Device specialization - Weighing scale | 12/19/2027
05/29/2024 | Software/Informatics | 13-134 | Complete | ISO IEEE | 11073-10404 Second edition 2022-12 | Health informatics - Personal health device communication - Part 10404: Device specialization - Pulse oximeter
05/29/2024 | Software/Informatics | 13-135 | Complete | ISO IEEE | 11073-10407 Second edition 2022-12 | Health informatics - Personal health device communication - Part 10407: Device Specialization - Blood pressure monitor
05/29/2024 | Software/Informatics | 13-136 | Complete | ISO IEEE | 11073-20601 Third Edition 2022-12 | Health informatics - Personal health device communication - Part 20601: Application profile - Optimized exchange protocol
05/29/2024 | Software/Informatics | 13-137 | Complete | IEEE | Std 11073-10101b-2023 | Health informatics - Point-of-care medical device communication. Part 10101: Nomenclature
05/29/2024 | Software/Informatics | 13-138 | Complete | IEEE | Std 11073-10700-2022 | Health Informatics - Device Interoperability Part 10700: Point-of-Care Medical Device Communication - Standard for Base Requirements for Participants in a Service-Oriented Device Connectivity (SDC) System
05/29/2024 | Software/Informatics | 13-138 | Complete | ISO IEEE | 11073-10700 First Edition 2024-09 | Health informatics - Device interoperability Part 10700: Point-of-care medical device communication - Standard for base requirements for participants in a Service-oriented Device Connectivity (SDC) system
05/29/2024 | Software/Informatics | 13-139 | Complete | IEEE | Std 11073-10206-2022 | Health informatics - Device interoperability - Part 10206: Personal health device communication - Abstract Content Information Model
2023-09-10 | Software/Informatics | 13-129 | Complete | ISO IEC IEEE | 29119-1 Second edition 2022-01 | Software and systems engineering - Software testing - Part 1: General concepts | 2025-06-07
2023-09-10 | Software/Informatics | 13-130 | Complete | ANSI AAMI | 2700-2-1:2022 | Medical devices and medical systems - Essential safety and performance requirements for equipment comprising the patient-centric integrated clinical environment (ICE): Part 2-1: Particular requirements for forensic data logging | 12/21/2025
2023-09-10 | Software/Informatics | 13-131 | Complete | ANSI AAMI | SW96:2023 | Standard for medical device security - Security risk management for device manufacturers
12/19/2022 | Software/Informatics | 13-121 | Complete | ANSI AAMI UL | 2800-1:2022 | Standard for Medical Device Interoperability
12/19/2022 | Software/Informatics | 13-122 | Complete | IEC | 81001-5-1 Edition 1.0 2021-12 | Health software and health IT systems safety effectiveness and security - Part 5-1: Security - Activities in the product life cycle
12/19/2022 | Software/Informatics | 13-123 | Complete | ANSI NEMA | HN 1-2019 | American National Standard Manufacturer Disclosure Statement for Medical Device Security
12/19/2022 | Software/Informatics | 13-124 | Complete | AAMI | CR34971:2022 | Guidance on the Application of ISO 14971 to Artificial Intelligence and Machine Learning
12/19/2022 | Software/Informatics | 13-125 | Complete | ANSI AAMI UL | 2800-1-1:2022 | Standard for Risk Concerns for Interoperable Medical Products
12/19/2022 | Software/Informatics | 13-126 | Complete | ANSI AAMI UL | 2800-1-2:2022 | Standard for Interoperable Item Development Life Cycle
12/19/2022 | Software/Informatics | 13-127 | Complete | ANSI AAMI UL | 2800-1-3:2022 | Standard for Interoperable Item Integration Life Cycle
12/19/2022 | Software/Informatics | 13-128 | Complete | IEEE UL | Std 2621.2-2022 | Standard for Wireless Diabetes Device Security: Information Security Requirements for Connected Diabetes Solutions
12/20/2021 | Software/Informatics | 13-120 | Complete | ANSI AAMI | 2700-1:2019 | Medical Devices and Medical Systems - Essential safety requirements for equipment comprising the patient-centric integrated clinical environment (ICE) - Part 1: General requirements and conceptual model
2021-07-06 | Software/Informatics | 13-117 | Partial | IEEE | Std 11073-40101-2020 | Health informatics - Device interoperability Part 40101: Foundational - Cybersecurity - Processes for vulnerability assessment.
2021-07-06 | Software/Informatics | 13-118 | Complete | IEEE | Std 11073-40102:2020 | Health informatics - Device interoperability. Part 40102: Foundational - Cybersecurity - Capabilities for mitigation.
2021-07-06 | Software/Informatics | 13-119 | Complete | ANSI ISA | 62443-4-1-2018 | Security for industrial automation and control systems Part 4-1: Product security development life-cycle requirements.
10/19/2020 | Software/Informatics | 13-116 | Complete | FIRST | CVSS v3.0 | Common Vulnerability Scoring System version 3.0
2020-06-07 | Software/Informatics | 13-113 | Complete | IEEE | Std 11073-20601-2019 | Health informatics - Personal health device communication - Part 20601: Application profile - Optimized exchange protocol.
2020-06-07 | Software/Informatics | 13-114 | Complete | IEEE | Std 11073-10101-2019 | Health informatics - Point-of-care medical device communication. Part 10101: Nomenclature
2020-06-07 | Software/Informatics | 13-115 | Complete | ISO IEC IEEE | 29119-1 First edition 2013-09-01 | Software and systems engineering - Software testing - Part 1: Concepts and definitions
12/23/2019 | Software/Informatics | 13-111 | Complete | IEEE | Std 11073-10201-2018 | Health informatics - Point-of-care medical device communication Part 10201: Domain Information Model
12/23/2019 | Software/Informatics | 13-112 | Complete | AAMI | TIR97:2019 | Principles for medical device security - Postmarket risk management for device manufacturers | 12/19/2027
07/15/2019 | Software/Informatics | 13-108 | Complete | IEEE | Std 11073-20701-2018 | Health informatics - Point-of-care medical device communication - Part 20701: Service-Oriented Medical Device Exchange Architecture and Protocol Binding | 12/19/2027
01/14/2019 | Software/Informatics | 13-105 | Complete | ANSI AAMI | SW91:2018 | Classification of defects in health software
01/14/2019 | Software/Informatics | 13-106 | Complete | IEEE | Std 11073-10207-2017 | Health informatics - Point-of-care medical device communication Part 10207: Domain Information and Service Model for Service-Oriented Point-of-Care Medical Device Communication
01/14/2019 | Software/Informatics | 13-107 | Complete | ISO IEEE | 11073-20702 First edition 2018-09 | Health informatics - Point-of-care medical device communication - Part 20702: Medical devices communication profile for web services
01/14/2019 | Software/Informatics | 13-107 | Complete | IEEE | Std 11073-20702-2016 | Health informatics - Point-of-care medical device communication Part 20702: Medical Devices Communication Profile for Web Services
01/14/2019 | Software/Informatics | 13-79 | Complete | IEC | 62304 Edition 1.1 2015-06 CONSOLIDATED VERSION | Medical device software - Software life cycle processes
01/14/2019 | Software/Informatics | 13-79 | Complete | ANSI AAMI IEC | 62304:2006/A1:2016 | Medical device software - Software life cycle processes [Including Amendment 1 (2016)] | 2026-05-07
2018-07-06 | Software/Informatics | 13-104 | Complete | UL ANSI | 2900-2-1 First Edition 2017 | Standard for Safety Software Cybersecurity for Network-Connectable Products Part 2-1: Particular Requirements for Network Connectable Components of Healthcare and Wellness Systems | 2026-05-07
2017-04-12 | Software/Informatics | 13-100 | Complete | ISO IEC | 15459-4 Third edition 2014 Corrected 2016 | Information technology - Automatic identification and data capture techniques - Unique identification - Part 4: Individual products and product packages
2017-04-12 | Software/Informatics | 13-101 | Complete | ISO IEC | 15459-6 Second edition 2014 Corrected 2016 | Information technology - Automatic identification and data capture techniques - Unique identification - Part 6: Groupings
2017-04-12 | Software/Informatics | 13-102 | Complete | IEC | TR 80001-2-8 Edition 1.0 2016-05 | Application of risk management for IT-networks incorporating medical devices - Part 2-8: Application guidance - Guidance on standards for establishing the security capabilities identified in IEC TR 80001-2-2
2017-04-12 | Software/Informatics | 13-103 | Complete | IEC | TR 80001-2-9 Edition 1.0 2017-01 | Application of risk management for it-networks incorporating medical devices - Part 2-9: Application guidance - Guidance for use of security assurance cases to demonstrate confidence in IEC TR 80001-2-2 security capabilities | 12/21/2025
2017-04-12 | Software/Informatics | 13-98 | Complete | ISO IEC | 646 Third edition 1991-12-15 (R2018) | Information technology - ISO 7-bit coded character set for information interchange | 12/21/2025
2017-04-12 | Software/Informatics | 13-98 | Complete | INCITS ISO IEC | 646:1991 (R2018) | Information technology - ISO 7-bit coded character set for information interchange | 12/21/2025
2017-04-12 | Software/Informatics | 13-99 | Complete | ISO IEC | 15459-2 Third edition 2015-03-01 | Information technology - Automatic identification and data capture techniques - Unique identification - Part 2: Registration procedures | 12/21/2025
08/21/2017 | Software/Informatics | 13-67 | Complete | ISO IEEE | 11073-10418 First edition 2014-03-01 | Health informatics - Personal health device communication - Part 10418: Device specialization - International Normalized Ratio (INR) monitor [including TECHNICAL CORRIGENDUM 1 (2016)]
08/21/2017 | Software/Informatics | 13-88 | Complete | ISO IEEE | 11073-10417 Third edition 2017-04 | Health informatics - Personal health device communication - Part 10417: Device specialization - Glucose meter
08/21/2017 | Software/Informatics | 13-89 | Complete | ISO IEEE | 11073-10406 First edition 2012-12-01 | Health informatics - Personal health device communication - Part 10406: Device specialization - Basic electrocardiograph (ECG) (1- to 3-lead ECG) | 2025-06-07
08/21/2017 | Software/Informatics | 13-90 | Complete | IEEE | Std 11073-10417-2015 | Health Informatics - Personal Health Device Communication Part 10417: Device Specialization - Glucose Meter | 12/21/2025
08/21/2017 | Software/Informatics | 13-91 | Complete | ISO IEEE | 11073-10419 First edition 2016-06-15 | Health informatics - Personal health device communication - Part 10419: Device specialization - Insulin pump | 2025-06-07
08/21/2017 | Software/Informatics | 13-92 | Partial | ISO IEEE | 11073-10421 First edition 2012-11-01 | Health informatics - Personal health device communication - Part 10421: Device specialization - Peak expiratory flow monitor (peak flow) | 2025-06-07
08/21/2017 | Software/Informatics | 13-93 | Complete | IEEE | Std 11073-10422-2016 | Health informatics - Personal health device communication Part 10422: Device Specialization - Urine Analyzer
08/21/2017 | Software/Informatics | 13-94 | Complete | ISO IEEE | 11073-10424 First edition 2016-06-15 | Health informatics - Personal health device communication - Part 10424: Device specialization - Sleep Apnoea Breathing Therapy Equipment (SABTE) [Including TECHNICAL CORRIGENDUM 1 (2018)]
08/21/2017 | Software/Informatics | 13-95 | Complete | ISO IEEE | 11073-10425 First edition 2016-06-15 | Health informatics - Personal health device communication - Part 10425: Device specialization - Continuous glucose monitor (CGM)
08/21/2017 | Software/Informatics | 13-96 | Complete | UL ANSI | 2900-1 First Edition 2017 | Standard for Safety Standard for Software Cybersecurity Network-Connectable Products Part 1: General Requirements
08/21/2017 | Software/Informatics | 13-97 | Complete | IEC | 82304-1 Edition 1.0 2016-10 | Health software - Part 1: General requirements for product safety | 2025-06-07
12/23/2016 | Software/Informatics | 13-85 | Complete | CLSI | AUTO11-A2 | Information Technology Security of In Vitro Diagnostic Instruments and Software Systems; Approved Standard - Second Edition
12/23/2016 | Software/Informatics | 13-86 | Complete | ISO IEC | 15026-1 First edition 2013-11-01 | Systems and software engineering - Systems and software assurance - Part 1: Concepts and vocabulary
12/23/2016 | Software/Informatics | 13-87 | Complete | ISO IEC | 15026-2 First edition 2011-02-15 | Systems and software engineering - Systems and software assurance - Part 2: Assurance case
06/27/2016 | Software/Informatics | 13-82 | Complete | ANSI AAMI ISO | TIR 80001-2-6:2014 | Application of risk management for IT networks incorporating medical devices - Part 2-6: Application guidance - Guidance for responsibility agreements | 2025-06-07
06/27/2016 | Software/Informatics | 13-83 | Complete | AAMI | TIR57:2016 | Principles for medical device security - Risk management. | 2026-05-07
06/27/2016 | Software/Informatics | 13-84 | Complete | ISO IEEE | 11073-10103 First edition 2014-03-01 | Health informatics - Point-of-care medical device communication - Part 10103: Nomenclature - Implantable device cardiac | 2026-05-07
2016-04-04 | Software/Informatics | 13-81 | Complete | IEEE | Std 11073-10419:2015 | Health informatics - Personal health device communication - Part 10419: Device Specialization - Insulin Pump | 2025-06-07
08/14/2015 | Software/Informatics | 13-73 | Partial | IHTSDO | SNOMED-CT RF2 Release 2015 | Systematized Nomenclature of Medicine - Clinical Terms
08/14/2015 | Software/Informatics | 13-74 | Complete | IEEE | Std 11073-10424-2014 | Health informatics - Personal health device communication Part 10424: Device Specialization - Sleep Apnoea Breathing Therapy Equipment (SABTE)
08/14/2015 | Software/Informatics | 13-75 | Complete | ISO IEEE | 11073-10102 First edition 2014-03-01 | Health informatics - Point-of-care medical device communication - Part 10102: Nomenclature - Annotated ECG
08/14/2015 | Software/Informatics | 13-76 | Complete | ISO | 11073-91064 First edition 2009-05-01 | Health informatics - Standard communication protocol - Computer-assisted electrocardiography
08/14/2015 | Software/Informatics | 13-77 | Complete | ISO IEC | 29147 First edition 2014-02-15 | Information technology - Security techniques - Vulnerability disclosure
08/14/2015 | Software/Informatics | 13-78 | Complete | INCITS ISO IEC | 30111 First edition 2013-11-01 (R2019) | Information technology - Security techniques - Vulnerability handling processes | 2025-06-07
01/27/2015 | Software/Informatics | 13-70 | Complete | IEC | TR 80001-2-5 Edition 1.0 2014-12 | Application of risk management for IT-networks incorporating medical devices - Part 2-5: Application guidance - Guidance on distributed alarm systems
01/27/2015 | Software/Informatics | 13-70 | Complete | ANSI AAMI IEC | TIR80001-2-5:2014 | Application of risk management for IT-networks incorporating medical devices - Part 2-5: Application guidance - Guidance on distributed alarm systems | 2026-05-07
01/27/2015 | Software/Informatics | 13-71 | Partial | RII | Version 2.48 | Logical Observation Identifiers Names and Codes (LOINC)
01/27/2015 | Software/Informatics | 13-72 | Complete | IEEE | Std 11073-10425-2014 | Health informatics - Personal health device communication Part 10425: Device Specialization - Continuous Glucose Monitor (CGM)
2014-09-07 | Software/Informatics | 13-15 | Complete | CLSI | AUTO13-A2 (Formerly GP19-A2) | Laboratory Instruments and Data Management Systems: Design of Software User Interfaces and End-User Software Systems Validation Operation and Monitoring; Approved Guideline - Second Edition
2014-09-07 | Software/Informatics | 13-65 | Complete | UL ANSI | 1998 Third Edition 2013 | Standards for Safety Software in Programmable Components Second Edition. [This Standard contains revisions through and including October 28 2008]
2014-09-07 | Software/Informatics | 13-68 | Complete | ISO | 11073-90101 First edition 2008-01-15 | Health informatics - Point-of-care medical device communication - Part 90101: Analytical instruments -- Point-of-care test
2014-09-07 | Software/Informatics | 13-69 | Complete | ISO IEEE | 11073-10472 First edition 2012-11-01 | Health informatics - Personal health device communication -- Part 10472: Device specialization - Medication monitor
01/30/2014 | Software/Informatics | 13-63 | Complete | IEC | TR 80001-2-4 Edition 1.0 2012-11 | Application of risk management for IT-networks incorporating medical devices -- Part 2-4: Application guidance - General implementation guidance for healthcare delivery organization
01/30/2014 | Software/Informatics | 13-63 | Complete | ANSI AAMI IEC | TIR 80001-2-4:2012 | Application of risk management for IT-networks incorporating medical devices - Part 2-4: General implementation guidance for healthcare delivery organizations
2013-06-08 | Software/Informatics | 13-37 | Complete | CLSI | AUTO7-A | Laboratory Automation: Data Content for Specimen Identification; Approved Standard
2013-06-08 | Software/Informatics | 13-38 | Complete | IEC | 80001-1 Edition 1.0 2010-10 | Application of risk management for IT-networks incorporating medical devices - Part 1: Roles responsibilities and activities
2013-06-08 | Software/Informatics | 13-38 | Complete | ANSI AAMI IEC | 80001-1:2010 | Application of risk management for IT Networks incorporating medical devices - Part 1: Roles responsibilities and activities
2013-06-08 | Software/Informatics | 13-40 | Complete | IEC | TR 80001-2-1 Edition 1.0 2012-07 | Application of risk management for IT- networks incorporating medical devices - Part 2-1: Step-by-step risk management of medical IT-networks - Practical applications and examples
2013-06-08 | Software/Informatics | 13-40 | Complete | ANSI AAMI IEC | TIR 80001-2-1 2012 | Application of risk management for IT-networks incorporating medical devices - Part 2-1: Step-by-step risk management of medical IT-networks; Practical applications and examples
2013-06-08 | Software/Informatics | 13-42 | Complete | IEC | TR 80001-2-2 Edition 1.0 2012-07 | Application of risk management for IT Networks incorporating medical devices - Part 2-2: Guidance for the disclosure and communication of medical device security needs risks and controls | 2025-06-07
2013-06-08 | Software/Informatics | 13-42 | Complete | ANSI AAMI IEC | TIR 80001-2-2:2012 | Application of risk management for IT Networks incorporating medical devices - Part 2-2: Guidance for the disclosure and communication of medical device security needs risks and controls
2013-06-08 | Software/Informatics | 13-44 | Complete | IEC | TR 80001-2-3 Edition 1.0 2012-07 | Application of risk management for IT Networks incorporating medical devices - Part 2-3: Guidance for wireless networks
2013-06-08 | Software/Informatics | 13-44 | Complete | ANSI AAMI IEC | TIR 80001-2-3:2012 | Application of risk management for IT Networks incorporating medical devices - Part 2-3: Guidance for wireless networks
2013-06-08 | Software/Informatics | 13-49 | Complete | ISO IEEE | 11073-20101 First edition 2004-12-15 | Health informatics - Point-of-care medical device communication - Part 20101: Application Profiles - Base Standard
2013-06-08 | Software/Informatics | 13-52 | Complete | ISO IEEE | 11073-10408 First edition 2010-05-01 | Health informatics - Point-of-care medical device communication - Part 10408: Device specialization - Thermometer | 12/19/2027
2013-06-08 | Software/Informatics | 13-53 | Complete | ISO IEEE | 11073-10415 First edition 2010-05-01 | Health informatics - Point-of-care medical device communication - Part 10415: Device specialization - Weighing scale
2013-06-08 | Software/Informatics | 13-54 | Partial | ISO IEEE | 11073-10404 First edition 2010-05-01 | Health informatics - Personal health device communication - Part 10404: Device specialization - Pulse oximeter
2013-06-08 | Software/Informatics | 13-55 | Complete | IEEE | Std 11073-10421-2010 | Health informatics - Personal health device communication Part 10421: Device specialization - Peak expiratory flow monitor (peak flow)
2013-06-08 | Software/Informatics | 13-56 | Complete | IEEE | Std 11073-10406-2011 | Health informatics - Personal health device communication Part 10406: Device specialization - Basic electrocardiograph (ECG) (1- to 3-lead ECG)
2013-06-08 | Software/Informatics | 13-57 | Complete | ISO IEEE | 11073-10407 First edition 2010-05-01 | Health informatics - Personal health device communication - Part 10407: Device Specialization - Blood pressure monitor
2013-06-08 | Software/Informatics | 13-59 | Complete | ISO IEC IEEE | 15026-4 First edition 2021-10-01 | Systems and software engineering - Systems and software assurance - Part 4: Assurance in the life cycle
2013-06-08 | Software/Informatics | 13-60 | Complete | IEC | TS 62443-1-1 Edition 1.0 2009-07 | Industrial communication networks - Network and system security - Part 1-1: Terminology concepts and models
2013-06-08 | Software/Informatics | 13-61 | Complete | IEC | 62443-2-1 Edition 1.0 2010-11 | Industrial communication networks - Network and system security - Part 2-1: Establishing an industrial automation and control system security program
2013-06-08 | Software/Informatics | 13-62 | Complete | IEC | TR 62443-3-1 Edition 1.0 2009-07 | Industrial communication networks - Network and system security - Part 3-1: Security technologies for industrial automation and control systems
01/15/2013 | Software/Informatics | 13-33 | Complete | AAMI | TIR 36:2007 | Validation of software for regulated processes
01/15/2013 | Software/Informatics | 13-34 | Complete | IEC | TR 80002-1 Edition 1.0 2009-09 | Medical device software - Part 1: Guidance on the application of ISO 14971 to medical device software
01/15/2013 | Software/Informatics | 13-34 | Complete | ANSI AAMI IEC | TIR80002-1:2009 | Medical device software - Part 1: Guidance on the application of ISO 14971 to medical device software
01/15/2013 | Software/Informatics | 13-35 | Complete | ANSI AAMI | SW87:2012 | Application of quality management system concepts to medical device data systems
01/15/2013 | Software/Informatics | 13-36 | Complete | AAMI | TIR 45:2012 | Guidance on the use of AGILE practices in the development of medical device software
08/20/2012 | Software/Informatics | 13-31 | Complete | CLSI | AUTO12-A | Specimen Labels: Content and Location Fonts and Label Orientation; Approved Standard
03/16/2012 | Software/Informatics | 13-30 | Complete | CLSI | AUTO3-A2 | Laboratory Automation: Communications with Automated Clinical Laboratory Systems Instruments Devices and Information Systems; Approved Standard
2009-08-09 | Software/Informatics | 13-29 | Complete | CLSI | LIS01-A2 | Standard Specification for Low-Level Protocol to Transfer Messages Between Clinical Laboratory Instruments and Computer Systems
03/18/2009 | Software/Informatics | 13-25 | Complete | CLSI | AUTO8-A | Managing and Validating Laboratory Information Systems; Approved Guideline
03/18/2009 | Software/Informatics | 13-26 | Complete | CLSI | AUTO10-A | Autoverification of Clinical Laboratory Test Results; Approved Guideline
03/18/2009 | Software/Informatics | 13-28 | Complete | CLSI | AUTO9-A | Remote Access to Clinical Laboratory Diagnostic Devices via the Internet; Approved Standard
2008-09-09 | Software/Informatics | 13-10 | Complete | CLSI | AUTO1-A | Laboratory Automation: Specimen Container/Specimen Carrier; Approved Standard
2008-09-09 | Software/Informatics | 13-12 | Complete | CLSI | AUTO4-A | Laboratory Automation: Systems Operational Requirements Characteristics and Information Elements; Approved Standard
2008-09-09 | Software/Informatics | 13-13 | Complete | CLSI | AUTO5-A | Laboratory Automation: Electromechanical Interfaces; Approved Standard
2008-09-09 | Software/Informatics | 13-14 | Complete | CLSI | POCT1-A2 | Point-of-Care Connectivity
2008-09-09 | Software/Informatics | 13-17 | Complete | CLSI | LIS02-A2 | Standard Specification for Transferring Information Between Clinical Instruments and Computer Systems; Approved Standard-Second Edition
2008-09-09 | Software/Informatics | 13-18 | Complete | CLSI | LIS03-A | Standard Guide for Selection of a Clinical Laboratory Information Management System | 12/20/2026
2008-09-09 | Software/Informatics | 13-19 | Complete | CLSI | LIS04-A | Standard Guide for Documentation of Clinical Laboratory Computer Systems
2008-09-09 | Software/Informatics | 13-20 | Complete | CLSI | LIS05-A | Standand Specification for Transferring Clinical Observations Between Independent Computer Systems
2008-09-09 | Software/Informatics | 13-21 | Complete | CLSI | LIS06-A | Standard Practice for Reporting Reliability of Clinical Laboratory Information Systems | 2027-04-07
2008-09-09 | Software/Informatics | 13-22 | Complete | CLSI | LIS07-A | Standard Specification for Use of Bar Codes on Specimen Tubes in the Clinical Laboratory
2008-09-09 | Software/Informatics | 13-23 | Complete | CLSI | LIS08-A | Standard Guide for Functional Requirements of Clinical Laboratory Information Management Systems | 2025-06-07
2008-09-09 | Software/Informatics | 13-24 | Complete | CLSI | LIS09-A | Standard Guide for Coordination of Clinical Laboratory Services within the Electronic Health Record Environment and Networked Architectures
2008-09-09 | Software/Informatics | 13-9 | Complete | CLSI | AUTO2-A2 | Laboratory Automation: Bar Codes for Specimen Container Identification
12/23/2024 | Sterility | 14-606 | Complete | ANSI AAMI | ST24:2024 | General-purpose ethylene oxide sterilizers with automated process control and ethylene oxide sterilant sources intended for use in health care facilities
12/23/2024 | Sterility | 14-607 | Complete | ANSI AAMI | ST58:2024 | Chemical sterilization and high-level disinfection in health care facilities
12/23/2024 | Sterility | 14-608 | Complete | AAMI | TIR106:2024 | Microbiological methods - Understanding and use of product bioburden data
12/23/2024 | Sterility | 14-609 | Complete | AAMI | TIR17:2024 | Compatibility of materials subjected to sterilization
2024-09-09 | Sterility | 14-460 | Complete | ISO | 11140-1 Third edition 2014-11-01 | Sterilization of health care products - Chemical indicators - Part 1: General requirements
2024-09-09 | Sterility | 14-460 | Complete | ANSI AAMI ISO | 11140-1:2014 | Sterilization of health care products - Chemical indicators - Part 1: General requirements
2024-09-09 | Sterility | 14-604 | Complete | ISO | 11737-3 First Edition 2023-06 | Sterilization of health care products - Microbiological methods - Part 3: Bacterial endotoxin testing | 2025-06-07
2024-09-09 | Sterility | 14-605 | Complete | ISO | 13004 First edition 2022-10 | Sterilization of health care products - Radiation - Substantiation of selected sterilization dose: Method VDmaxSD
2024-09-09 | Sterility | 14-605 | Complete | ANSI AAMI ISO | 13004:2022 | Sterilization of health care products - Radiation - Substantiation of selected sterilization dose: Method VDmaxSD
05/29/2024 | Sterility | 14-598 | Complete | ISO | 14644-3 Second edition 2020-06 | Cleanrooms and associated controlled environments - Part 3: Test methods
05/29/2024 | Sterility | 14-599 | Complete | ISO | 14644-9 Second edition 2022-05 | Cleanrooms and associated controlled environments - Part 9: Assessment of surface cleanliness for particle concentration
05/29/2024 | Sterility | 14-600 | Complete | ASTM | F1929-23 | Standard Test Method for Detecting Seal Leaks in Porous Medical Packaging by Dye Penetration
05/29/2024 | Sterility | 14-601 | Complete | ISO | 17665 First edition 2024-03 | Sterilization of health care products - Moist heat - Requirements for the development validation and routine control of a sterilization process for medical devices
05/29/2024 | Sterility | 14-602 | Complete | AAMI | TIR12:2020/(R)2023 | Designing testing and labeling medical devices intended for processing by health care facilities: A guide for device manufacturers
05/29/2024 | Sterility | 14-603 | Complete | AAMI | TIR28:2016/(R)2020 | Product adoption and process equivalence for ethylene oxide sterilization
12/18/2023 | Sterility | 14-589 | Complete | ISO | 14644-4 Second edition 2022-11 | Cleanrooms and associated controlled environments - Part 4: Design construction and start-up
12/18/2023 | Sterility | 14-590 | Complete | ISO | 14644-8 Third edition 2022-06 | Cleanrooms and associated controlled environments - Part 8: Assessment of air cleanliness by chemical concentration (ACC) | 12/19/2027
12/18/2023 | Sterility | 14-591 | Complete | ISO | 14644-10 Second edition 2022-05 | Cleanrooms and associated controlled environments - Part 10: Assessment of surface cleanliness for chemical contamination
12/18/2023 | Sterility | 14-592 | Complete | ISO | 13408-1 Third edition 2023-08 | Aseptic processing of health care products - Part 1: General requirements
12/18/2023 | Sterility | 14-593 | Complete | ASTM | F3039-23 | Standard Test Method for Detecting Leaks in Nonporous Packaging or Flexible Barrier Materials by Dye Penetration
12/18/2023 | Sterility | 14-594 | Complete | ISO | 11607-1 Second edition 2019-02 [Including AMD1:2023] | Packaging for terminally sterilized medical devices - Part 1: Requirements for materials sterile barrier systems and packaging systems [Including Amendment 1 (2023)]
12/18/2023 | Sterility | 14-595 | Complete | ISO | 11607-2 Second edition 2019-02 [Including AMD1:2023] | Packaging for terminally sterilized medical devices - Part 2: Validation requirements for forming sealing and assembly processes [Including Amendment 1 (2023)].
12/18/2023 | Sterility | 14-596 | Complete | ASTM | F88/F88M-23 | Standard Test Method for Seal Strength of Flexible Barrier Materials
12/18/2023 | Sterility | 14-597 | Complete | AAMI ANSI | ST108:2023 | Water for the processing of medical devices
05/29/2023 | Sterility | 14-584 | Complete | ASTM | F2391-22 | Standard Test Method for Measuring Package and Seal Integrity Using Helium as the Tracer Gas
05/29/2023 | Sterility | 14-585 | Complete | ISO | TS 16775 Second edition 2021-11 | Packaging for terminally sterilized medical devices - Guidance on the application of ISO 11607-1 and ISO 11607-2
05/29/2023 | Sterility | 14-585 | Complete | AAMI ISO | TIR16775:2023 | Packaging for terminally sterilized medical devices - Guidance on the application of ISO 11607-1 and ISO 11607-2
05/29/2023 | Sterility | 14-586 | Complete | ISO | 22441 First edition 2022-08 | Sterilization of health care products - Low temperature vaporized hydrogen peroxide - Requirements for the development validation and routine control of a sterilization process for medical devices
05/29/2023 | Sterility | 14-587 | Complete | AAMI | TIR104:2022 | Guidance on transferring health care products between radiation sterilization sources
05/29/2023 | Sterility | 14-588 | Complete | AAMI | TIR17:2017/(R)2020 | Compatibility of materials subjected to sterilization
02/20/2023 | Sterility | 14-575 | Complete | ASTM | F1980-21 | Standard Guide for Accelerated Aging of Sterile Barrier Systems for Medical Devices
12/19/2022 | Sterility | 14-580 | Complete | ISO | 11137-2 Third edition 2013-06 [Including AMD1:2022] | Sterilization of health care products - Radiation - Part 2: Establishing the sterilization dose [Including Amendment 1 (2022)]
12/19/2022 | Sterility | 14-581 | Complete | ASTM | F2638-22 | Standard Test Method for Using Aerosol Filtration for Measuring the Performance of Porous Packaging Materials as a Surrogate Microbial Barrier
12/19/2022 | Sterility | 14-582 | Complete | ISO | TS 11137-4 First edition 2020-06 | Sterilization of health care products - Radiation - Part 4: Guidance on process control | 2026-05-07
12/19/2022 | Sterility | 14-582 | Complete | AAMI ISO | TIR11137-4:2022 | Sterilization of health care products - Radiation - Part 4: Guidance on process control | 2026-05-07
12/19/2022 | Sterility | 14-583 | Complete | ANSI AAMI | ST98:2022 | Cleaning validation of health care products - Requirements for development and validation of a cleaning process for medical devices | 2026-05-07
05/30/2022 | Sterility | 14-572 | Partial | ANSI AAMI | ST91:2021 | Flexible and semi-rigid endoscope processing in health care facilities
05/30/2022 | Sterility | 14-573 | Complete | ASTM | F88/F88M-21 | Standard Test Method for Seal Strength of Flexible Barrier Materials
05/30/2022 | Sterility | 14-574 | Complete | ASTM | F1608-21 | Standard Test Method for Microbial Ranking of Porous Packaging Materials (Exposure Chamber Method) | 2026-05-07
05/30/2022 | Sterility | 14-576 | Complete | ASTM | D4169-22 | Standard Practice for Performance Testing of Shipping Containers and Systems
05/30/2022 | Sterility | 14-577 | Complete | ISO | 11737-1 Third edition 2018-01 [Including AMD1:2021] | Sterilization of health care products - Microbiological methods - Part 1: Determination of a population of microorganisms on product [Including Amendment 1 (2021)]
05/30/2022 | Sterility | 14-578 | Partial | ISO | 17664-1 First edition 2021-07 | Processing of health care products - Information to be provided by the medical device manufacturer for the processing of medical devices - Part 1: Critical and semi-critical medical devices
05/30/2022 | Sterility | 14-579 | Complete | ISO | 17664-2 First edition 2021-02 | Processing of health care products - Information to be provided by the medical device manufacturer for the processing of medical devices - Part 2: Non-critical medical devices.
12/20/2021 | Sterility | 14-563 | Complete | ISO | 13408-6 Second edition 2021-04 | Aseptic processing of health care products - Part 6: Isolator systems
12/20/2021 | Sterility | 14-564 | Complete | USP-NF | M98910_01_01 | <161> Medical Devices-Bacterial Endotoxin and Pyrogen Tests
12/20/2021 | Sterility | 14-565 | Complete | USP-NF | M98802_01_01 | <62> Microbiological Examination of Nonsterile Products: Tests for Specified Microorganisms
12/20/2021 | Sterility | 14-566 | Complete | USP-NF | M98795_02_01 | <55> Biological Indicators -- Resistance Performance Tests
12/20/2021 | Sterility | 14-567 | Complete | USP-NF | M7414_01_01 | <1229.5> Biological Indicators for Sterilization
12/20/2021 | Sterility | 14-568 | Complete | USP-NF | M98800_01_01 | <61> Microbiological Examination of Nonsterile Products: Microbial Enumeration Tests
12/20/2021 | Sterility | 14-569 | Complete | USP-NF | M98810_01_01 | <71> Sterility Tests
12/20/2021 | Sterility | 14-570 | Complete | USP-NF | M98830_02_01 | <85> Bacterial Endotoxins Test
12/20/2021 | Sterility | 14-571 | Complete | ISO | 11138-8 First edition 2021-07 | Sterilization of health care products - Biological indicators - Part 8: Method for validation of a reduced incubation time for a biological indicator
2021-07-06 | Sterility | 14-562 | Complete | ANSI AAMI | ST79:2017 & 2020 Amendments A1 A2 A3 A4 | (Consolidated Text) Comprehensive guide to steam sterilization and sterility assurance in health care facilities | 12/20/2025
12/21/2020 | Sterility | 14-550 | Complete | ANSI AAMI | ST67:2019 | Sterilization of health care products - Requirements and guidance for selecting a sterility assurance level (SAL) for products labeled "sterile"
12/21/2020 | Sterility | 14-551 | Complete | ISO | 14160 Third edition 2020-09 | Sterilization of health care products - Liquid chemical sterilizing agents for single-use medical devices utilizing animal tissues and their derivatives - Requirements for characterization development validation and routine control of a sterilization process for medical devices
12/21/2020 | Sterility | 14-552 | Complete | ISO ASTM | 51818 Fourth edition 2020-06 | Practice for dosimetry in an electron beam facility for radiation processing at energies between 80 and 300 keV
12/21/2020 | Sterility | 14-553 | Complete | ASTM | F2097-20 | Standard Guide for Design and Evaluation of Primary Flexible Packaging for Medical Products
12/21/2020 | Sterility | 14-554 | Complete | ASTM | F17-20 | Standard Terminology Relating to Flexible Barrier Packaging
2020-06-07 | Sterility | 14-539 | Complete | ASTM | F2475-20 | Standard Guide for Biocompatibility Evaluation of Medical Device Packaging Materials
2020-06-07 | Sterility | 14-540 | Complete | ISO | 11737-2 Third edition 2019-12 | Sterilization of medical devices - Microbiological methods - Part 2: Tests of sterility performed in the definition validation and maintenance of a sterilization process
2020-06-07 | Sterility | 14-540 | Complete | ANSI AAMI ISO | 11737-2:2019 | Sterilization of medical devices - Microbiological methods - Part 2: Tests of sterility performed in the definition validation and maintenance of a sterilization process
2020-06-07 | Sterility | 14-541 | Complete | ANSI AAMI | ST72:2019 | Bacterial endotoxins - Test methods routine monitoring and alternatives to batch testing
2020-06-07 | Sterility | 14-542 | Complete | ISO ASTM | 52628 Second edition 2020-04 | Standard practice for dosimetry in radiation processing
2020-06-07 | Sterility | 14-543 | Complete | ISO | 11139 First edition 2018-08 | Sterilization of health care products - Vocabulary of terms used in sterilization and related equipment and process standards
2020-06-07 | Sterility | 14-544 | Complete | ISO | 18472 Second edition 2018-08 | Sterilization of health care products - Biological and chemical indicators - Test equipment
2020-06-07 | Sterility | 14-545 | Complete | ISO ASTM | 51276 Fourth edition 2019-08 | Practice for use of a polymethylmethacrylate dosimetry system
2020-06-07 | Sterility | 14-549 | Complete | ASTM | F3004-13 (Reapproved 2020) | Standard Test Method for Evaluation of Seal Quality and Integrity Using Airborne Ultrasound
12/23/2019 | Sterility | 14-538 | Complete | ASTM | F3357-19 | Standard Guide for Designing Reusable Medical Devices for Cleanability
07/15/2019 | Sterility | 14-528 | Complete | ISO | 11137-1 First edition 2006-04-15 | Sterilization of health care products - Radiation - Part 1: Requirements for development validation and routine control of a sterilization process for medical devices [Including: Amendment 1 (2013) and Amendment 2 (2018)]
07/15/2019 | Sterility | 14-528 | Complete | ANSI AAMI ISO | 11137-1:2006/(R)2015 | Sterilization of health care products - Radiation - Part 1: Requirements for development validation and routine control of a sterilization process for medical devices [Including: Amendment 1 (2013) and Amendment 2 (2019)]
07/15/2019 | Sterility | 14-529 | Complete | ISO | 11135 Second edition 2014-07-15 | Sterilization of health-care products - Ethylene oxide - Requirements for the development validation and routine control of a sterilization process for medical devices [Including: Amendment 1 (2018)]
07/15/2019 | Sterility | 14-529 | Complete | ANSI AAMI ISO | 11135:2014/A1:2018 | Sterilization of health-care products - Ethylene oxide - Requirements for the development validation and routine control of a sterilization process for medical devices - Amendment 1: Revision of Annex E Single batch release
07/15/2019 | Sterility | 14-530 | Complete | ISO | 11607-1 Second edition 2019-02 | Packaging for terminally sterilized medical devices - Part 1: Requirements for materials sterile barrier systems and packaging systems
07/15/2019 | Sterility | 14-530 | Complete | ANSI AAMI ISO | 11607-1:2019 | Packaging for terminally sterilized medical devices - Part 1: Requirements for materials sterile barrier systems and packaging systems
07/15/2019 | Sterility | 14-531 | Complete | ISO | 11607-2 Second edition 2019-02 | Packaging for terminally sterilized medical devices - Part 2: Validation requirements for forming sealing and assembly processes
07/15/2019 | Sterility | 14-531 | Complete | ANSI AAMI ISO | 11607-2:2019 | Packaging for terminally sterilized medical devices - Part 2: Validation requirements for forming sealing and assembly processes
07/15/2019 | Sterility | 14-532 | Complete | ASTM | F3287-17e1 | Standard Test Method for Nondestructive Detection of Leaks in Packages by Mass Extraction Method
07/15/2019 | Sterility | 14-533 | Complete | ISO | TS 19930 First edition 2017-12 | Guidance on aspects of a risk-based approach to assuring sterility of terminally sterilized single-use health care product that is unable to withstand processing to achieve maximally a sterility assurance level of 10-6
01/14/2019 | Sterility | 14-396 | Partial | ANSI AAMI | ST77:2013/(R)2018 | Containment devices for reusable medical device sterilization
01/14/2019 | Sterility | 14-518 | Complete | AAMI ANSI | ST55:2016/(R)2023 | Table-top steam sterilizers
09/17/2018 | Sterility | 14-275 | Complete | ANSI AAMI | ST41:2008/(R)2018 | Ethylene oxide sterilization in health care facilities: Safety and effectiveness | 12/20/2026
09/17/2018 | Sterility | 14-293 | Complete | ANSI AAMI | ST50:2004/(R)2018 | Dry heat (heated air) sterilizers | 12/20/2026
09/17/2018 | Sterility | 14-294 | Complete | ANSI AAMI | ST40:2004/(R)2018 | Table-top dry heat (heated air) sterilization and sterility assurance in health care facilities | 12/20/2026
09/17/2018 | Sterility | 14-512 | Complete | ISO | 13408-2 Second edition 2018-01 | Aseptic processing of health care products - Part 2: Sterilizing filtration.
09/17/2018 | Sterility | 14-512 | Complete | ANSI AAMI ISO | 13408-2:2018 | Aseptic processing of health care products - Part 2:Sterilizing filtration
09/17/2018 | Sterility | 14-513 | Complete | ASTM | F2825-18 | Standard Practice for Climatic Stressing of Packaging Systems for Single Parcel Delivery
09/17/2018 | Sterility | 14-516 | Complete | ASTM | F3039-15 | Standard Test Method for Detecting Leaks in Nonporous Packaging or Flexible Barrier Materials by Dye Penetration
09/17/2018 | Sterility | 14-517 | Complete | ASTM | F3293-18 | Standard Guide for Application of Test Soils for the Validation of Cleaning Methods for Reusable Medical Devices
2018-07-06 | Sterility | 14-510 | Complete | ISO | 11137-3 Second edition 2017-06 | Sterilization of health care products - Radiation - Part 3: Guidance on dosimetric aspects of development validation and routine control
2018-07-06 | Sterility | 14-510 | Complete | ANSI AAMI ISO | 11137-3:2017/(R)2023 | Sterilization of health care products - Radiation - Part 3: Guidance on dosimetric aspects of development validation and routine control
08/21/2017 | Sterility | 14-501 | Complete | ASTM | F1886/F1886M-16 | Standard Test Method for Determining Integrity of Seals for Flexible Packaging by Visual Inspection
08/21/2017 | Sterility | 14-502 | Complete | ISO | 11138-1 Third edition 2017-03 | Sterilization of health care products - Biological indicators - Part 1: General requirements
08/21/2017 | Sterility | 14-502 | Complete | ANSI AAMI ISO | 11138-1:2017 | Sterilization of health care products - Biological indicators - Part 1: General requirements
12/23/2016 | Sterility | 14-169 | Complete | ASTM | F2391-05 (Reapproved 2016) | Standard Test Method for Measuring Package and Seal Integrity Using Helium as the Tracer Gas
12/23/2016 | Sterility | 14-497 | Complete | ASTM | F1980-16 | Standard Guide for Accelerated Aging of Sterile Barrier Systems for Medical Devices
12/23/2016 | Sterility | 14-500 | Complete | ISO | 14644-1 Second edition 2015-12-15 | Cleanrooms and associated controlled environments - Part 1: Classification of air cleanliness by particle concentration
06/27/2016 | Sterility | 14-481 | Complete | ISO | 14644-2 Second edition 2015-12-15 | Cleanrooms and associated controlled environments - Part 2: Monitoring to provide evidence of cleanroom performance related to air cleanliness by particle concentration | 2026-05-07
06/27/2016 | Sterility | 14-483 | Complete | ISO ASTM | 52303 First edition 2015-07-15 | Guide for absorbed-dose mapping in radiation processing facilities
2016-04-04 | Sterility | 14-277 | Complete | ISO | TS 17665-2 First edition 2009-01-15 | Sterilization of health care products - Moist heat - Part 2: Guidance on the application of ISO 17665-1
2016-04-04 | Sterility | 14-277 | Complete | ANSI AAMI ISO | TIR 17665-2:2009 | Sterilization of health care products - Moist heat - Part 2: Guidance on the application of ISO ANSI/AAMI/ISO 17665-1
2016-04-04 | Sterility | 14-333 | Complete | ISO | 17665-1 First edition 2006-08-15 | Sterilization of health care products - Moist heat - Part 1: Requirements for the development validation and routine control of a sterilization process for medical devices
2016-04-04 | Sterility | 14-333 | Complete | ANSI AAMI ISO | 17665-1:2006/(R)2013 | Sterilization of health care products -- Moist heat -- Part 1: Requirements for the development validation and routine control of a sterilization process for medical devices
2016-04-04 | Sterility | 14-337 | Complete | ISO | 14937 Second edition 2009-10-15 | Sterilization of health care products - General requirements for characterization of a sterilizing agent and the development validation and routine control of a sterilization process for medical devices
2016-04-04 | Sterility | 14-337 | Complete | ANSI AAMI ISO | 14937:2009/(R)2013 | Sterilization of health care products - General requirements for characterization of a sterilizing agent and the development validation and routine control of a sterilization process for medical devices
2016-04-04 | Sterility | 14-340 | Complete | ISO | 20857 First edition 2010-08-15 | Sterilization of health care products - Dry heat - Requirements for the development validation and routine control of a sterilization process for medical devices
2016-04-04 | Sterility | 14-340 | Complete | ANSI AAMI ISO | 20857:2010/(R)2015 | (Revision of ANSI/AAMI/ST63:2002) Sterilization of health care products - Dry heat - Requirements for the development validation and routine control of a sterilization process for medical devices
08/14/2015 | Sterility | 14-463 | Complete | ISO ASTM | 51608 Second edition 2015-03-15 | Practice for dosimetry in an X-ray (bremsstrahlung) facility for radiation processing at energies between 50 KeV and 7.5 MeV
08/14/2015 | Sterility | 14-464 | Complete | ISO ASTM | 51649 Third edition 2015-03-15 | Practice for dosimetry in an electron beam facility for radiation processing at energies between 300 keV and 25 MeV | 2026-05-07
08/14/2015 | Sterility | 14-465 | Complete | ISO ASTM | 51707 Third edition 2015-03-15 | Guide for estimating uncertainties in dosimetry for radiation processing
06/27/2015 | Sterility | 14-484 | Complete | ASTM | F1929-15 | Standard Test Method for Detecting Seal Leaks in Porous Medical Packaging by Dye Penetration | 2027-04-07
01/27/2015 | Sterility | 14-141 | Complete | ISO | 14644-4 First edition 2001-04-01 | Cleanrooms and associated controlled environments - Part 4: Design construction and start-up
01/27/2015 | Sterility | 14-165 | Complete | ISO | 14644-5 First edition 2004-08-15 | Cleanrooms and associated controlled environments - Part 5: Operations
01/27/2015 | Sterility | 14-166 | Complete | ISO | 14644-7 First edition 2004-10-01 | Cleanrooms and associated controlled environments - Part 7: Separative devices (clean air hoods gloveboxes isolators and mini-environments)
01/27/2015 | Sterility | 14-242 | Complete | ISO | 14644-3 First edition 2005-12-15 | Cleanrooms and associated controlled environments - Part 3: Test methods
01/27/2015 | Sterility | 14-379 | Complete | ISO | 14644-8 Second edition 2013-02-15 | Cleanrooms and associated controlled environments - Part 8: Classification of air cleanliness by chemical concentration (ACC)
01/27/2015 | Sterility | 14-389 | Complete | ISO | 14644-9 First edition 2012-08-15 | Cleanrooms and associated controlled environments - Part 9: Classification of surface cleanliness by particle concentration
01/27/2015 | Sterility | 14-390 | Complete | ISO | 14644-10 First edition 2013-03-01 | Cleanrooms and associated controlled environments - Part 10: Classification of surface cleanliness by chemical concentration
01/27/2015 | Sterility | 14-456 | Complete | ISO | TS 16775 First edition 2014-05-15 | Packaging for terminally sterilized medical devices - Guidance on the application of ISO 11607-1 and ISO 11607-2
01/27/2015 | Sterility | 14-456 | Complete | ANSI AAMI ISO | TIR16775:2014 | Packaging for terminally sterilized medical devices - Guidance on the application of ISO 11607-1 and ISO 11607-2
2014-09-07 | Sterility | 14-256 | Complete | ASTM | F2095-07 (Reapproved 2021) | Standard Test Methods for Pressure Decay Leak Test for Flexible Packages With and Without Restraining Plates
2014-09-07 | Sterility | 14-257 | Complete | ASTM | D3078-02 (Reapproved 2021)e1 | Standard Test Method for Determination of Leaks in Flexible Packaging by Bubble Emission
2014-09-07 | Sterility | 14-282 | Complete | ASTM | F2338-09 (Reapproved 2020) | Standard Test Method for Nondestructive Detection of Leaks in Packages by Vacuum Decay Method
2014-09-07 | Sterility | 14-286 | Complete | ANSI AAMI | ST65:2008/(R)2018 | Processing of reusable surgical textiles for use in health care facilities
2014-09-07 | Sterility | 14-290 | Complete | ANSI AAMI | ST24:1999/(R)2018 | Automatic general purpose ethylene oxide sterilizers and ethylene oxide sterilant sources intended for use in health care facilities 3ed.
2014-09-07 | Sterility | 14-432 | Complete | ANSI AAMI | ST58:2013/(R)2018 | Chemical sterilization and high-level disinfection in health care facilities
2014-09-07 | Sterility | 14-433 | Complete | ASTM | F2227-13 (Reapproved 2021) | Standard Test Method for Non-Destructive Detection of Leaks in Non-sealed and Empty Packaging Trays by CO2 Tracer Gas Method
2014-09-07 | Sterility | 14-434 | Complete | ASTM | F2228-13 (Reapproved 2021) | Standard Test Method for Non-Destructive Detection of Leaks in Medical Packaging Which Incorporates Porous Barrier Material by C02 Tracer Gas Method
2014-09-07 | Sterility | 14-435 | Complete | ASTM | F2251-13 (Reapproved 2023) | Standard Test Method for Thickness Measurement of Flexible Packaging Material
2014-09-07 | Sterility | 14-437 | Complete | ISO ASTM | 52701 First edition 2013-11-15 (R2020) | Guide for performance characterization of dosimeters and dosimetry systems for use in radiation processing
01/30/2014 | Sterility | 14-334 | Partial | ISO | 15882 Second edition 2008-09-01 | Sterilization of health care products - Chemical indicators - Guidance for selection use and interpretation of results
01/30/2014 | Sterility | 14-334 | Partial | ANSI AAMI ISO | 15882:2008/(R)2013 | Sterilization of health care products - Chemical indicators - Guidance for selection use and interpretation of results
01/30/2014 | Sterility | 14-336 | Partial | ISO | 14161 Second edition 2009-09-15 | Sterilization of health care products - Biological indicators - Guidance for the selection use and interpretation of results
01/30/2014 | Sterility | 14-336 | Partial | ANSI AAMI ISO | 14161-2009/(R)2014 | Sterilization of health care products - Biological indicators: Guidance for the selection use and interpretation of results
01/30/2014 | Sterility | 14-395 | Complete | ISO | 14698-2 First edition 2003-09-15 | Cleanrooms and Associated Controlled Environments - Biocontamination Control - Part 2: Evaluation and Interpretation of Biocontamination Data [Including: Technical Corrigendum 1 (2004)]
01/30/2014 | Sterility | 14-397 | Complete | AOAC | 6.2.04:2013 | Official Method 955.15 Testing Disinfectants Against Staphylococcus aureusUse-Dilution Method
01/30/2014 | Sterility | 14-398 | Complete | AOAC | 6.3.05:2013 | Official Method 966.04 Sporicidal Activity of Disinfectants Method I
01/30/2014 | Sterility | 14-399 | Complete | AOAC | 6.3.06:2012 | Official Method 965.12 Tuberculocidal Activity of Disinfectants
01/30/2014 | Sterility | 14-400 | Complete | ASTM | F2203-13 (Reapproved 2022) | Standard Test Method for Linear Measurement Using Precision Steel Rule | 12/20/2026
01/30/2014 | Sterility | 14-401 | Complete | ASTM | F2217/F2217M-13 (Reapproved 2023) | Standard Practice for Coating/Adhesive Weight Determination
01/30/2014 | Sterility | 14-402 | Complete | ASTM | F1140/F1140M-13 (Reapproved 2020)e1 | Standard Test Methods for Internal Pressurization Failure Resistance of Unrestrained Packages
01/30/2014 | Sterility | 14-403 | Complete | ASTM | F2054/F2054M-13 (Reapproved 2020) | Standard Test Method for Burst Testing of Flexible Package Seals Using Internal Air Pressurization Within Restraining Plates
01/30/2014 | Sterility | 14-404 | Complete | ASTM | F2250-13 (Reapproved 2018) | Standard Practice for Evaluation of Chemical Resistance of Printed Inks and Coatings on Flexible Packaging Materials
01/30/2014 | Sterility | 14-405 | Complete | ASTM | F2252/F2252M-13 (Reapproved 2018) | Standard Practice for Evaluating Ink or Coating Adhesion to Flexible Packaging Materials Using Tape
01/30/2014 | Sterility | 14-406 | Complete | ANSI AAMI | ST8:2013/(R)2018 | Hospital steam sterilizers
01/30/2014 | Sterility | 14-412 | Complete | AOAC | 6.2.01:2013 | Official Method 955.14 Testing Disinfectants Against Salmonella choleraesuis Use-Dilution Method
01/30/2014 | Sterility | 14-413 | Complete | AOAC | 6.2.06:2013 | Official Method 964.02 Testing Disinfectants Against Pseudomonas aeruginosa Use-Dilution Method
01/30/2014 | Sterility | 14-427 | Complete | ISO | 13408-1 Second edition 2008-06-15 | Aseptic processing of health care products - Part 1: General requirements [Including: Amendment 1 (2013)]
01/30/2014 | Sterility | 14-429 | Complete | ISO ASTM | 51275 Third edition 2013-06-01 | Practice for use of a radiochromic film dosimetry system
01/30/2014 | Sterility | 14-430 | Complete | ISO ASTM | 51607 Third edition 2013-06-01 | Practice for use of an alanine-EPR dosimery system
2013-06-08 | Sterility | 14-381 | Complete | ISO ASTM | 51261 Second edition 2013-04-15 | Practice for calibration of routine dosimetry systems for radiation processing
2013-06-08 | Sterility | 14-383 | Complete | ISO ASTM | 51702 Third edition 2013-04-15 | Practice for dosimetry in a gamma facility for radiation processing
2013-06-08 | Sterility | 14-388 | Complete | ISO | 13408-7 First edition 2012-08-01 | Aseptic processing of health care products - Part 7: Alternate processes for medical devices and combination products
2013-06-08 | Sterility | 14-388 | Complete | ANSI AAMI ISO | 13408-7:2012 (R2018) | Aseptic processing of health care products - Part 7: Alternate processes for medical devices and combination products
01/15/2013 | Sterility | 14-212 | Complete | AOAC | 6.2.02:2006 | Official Method 991.47 Testing Disinfectants Against Salmonella choleraesuis Hard Surface Carrier Test Method
01/15/2013 | Sterility | 14-213 | Complete | AOAC | 6.2.03:2006 | Official Method 991.48 Testing Disinfectants Against Staphylococcus aureus Hard Surface Carrier Test Method
01/15/2013 | Sterility | 14-215 | Complete | AOAC | 6.2.05:2006 | Official Method 991.49 Testing Disinfectants Against Pseudomonas aeruginosaHard Surface Carrier Test Method
01/15/2013 | Sterility | 14-217 | Complete | AOAC | 6.3.02:2006 | Official Method 955.17 Fungicidal Activity of Disinfectants Using Trichophyton mentagrophytes
01/15/2013 | Sterility | 14-359 | Complete | ASTM | F2096-11 (Reapproved 2019) | Standard Test Method for Detecting Gross Leaks in Packaging by Internal Pressurization (Bubble Test)
03/16/2012 | Sterility | 14-332 | Complete | ISO | 11140-5 Second edition 2007-03-15 | Sterilization of health care products - Chemical indicators - Part 5: Class 2 indicators for Bowie and Dick-type air removal tests
03/16/2012 | Sterility | 14-332 | Complete | ANSI AAMI ISO | 11140-5:2007/(R)2012 | Sterilization of health care products - Chemical indicators - Part 5: Class 2 indicators for Bowie and Dick air removal test sheets and packs
2008-09-09 | Sterility | 14-142 | Complete | ISO | 14698-1:2003 | Cleanrooms and Associated Controlled Environments - Biocontamination Control - Part 1: General Principles and Methods
2008-09-09 | Sterility | 14-191 | Complete | ISO | 13408-4 First edition 2005-11-01 | Aseptic processing of health care products - Part 4: Clean-in-place technologies
2008-09-09 | Sterility | 14-191 | Complete | ANSI AAMI ISO | 13408-4:2005/(R)2014 | Aseptic processing of health care products - Part 4: Clean-in-place technologies
2008-09-09 | Sterility | 14-239 | Complete | ISO | 13408-3 First edition 2006-09-15 | Aseptic processing of health care products - Part 3: Lyophilization
2008-09-09 | Sterility | 14-239 | Complete | ANSI AAMI ISO | 13408-3:2006/(R)2015 | Aseptic processing of health care products - Part 3: Lyophilization
2008-09-09 | Sterility | 14-240 | Complete | ISO | 13408-5 First edition 2006-11-15 | Aseptic processing of health care products - Part 5: Sterilization-in-place
2008-09-09 | Sterility | 14-240 | Complete | ANSI AAMI ISO | 13408-5:2006/(R)2015 | Aseptic processing of health care products - Part 5: Sterilization in place